## summary
retired MW by 2040 | 24917.9
retired MW by 2030 | 13450
0
retired GWh/yr by 2040 | 15481.5932
reduced MM lbs CO2 by 2040 | 19764.4813
updated retired GWh/yr by 2030 | 7926.8903
reduced MM lbs CO2 by 2030 | 9410.5315
0
load factor | 0.070925
total MW currently active | 33840.7
0
Grubert retired MW 2040 | 31361.8
0
current GWh/yr | 23546
Current MM lbs CO2/yr | 30076

## retirements by state
Row Labels | Sum of MWh out by 2030 | Sum of MWh out by 2040
DC | 11268.04 | 69482.04
Natural Gas Fired Combustion Turbine | 11268.04 | 11268.04
Other Waste Biomass | 0 | 58214
DE | 826415 | 890976.375
Natural Gas Fired Combustion Turbine | 825199 | 889760.375
Petroleum Liquids | 1216 | 1216
IL | 2103017.0067 | 3159532.1551
Landfill Gas | 47111.5 | 155410
Natural Gas Fired Combustion Turbine | 1944704.9067 | 2892921.5551
Other Gases | 111200.6 | 111200.6
Petroleum Liquids | 0
IN | 18031.002 | 18409.8328
Natural Gas Fired Combustion Turbine | 18031.002 | 18409.8328
KY | 0 | 837078.6117
Natural Gas Fired Combustion Turbine | 0 | 837078.6117
MD | 162515.234 | 550766.2584
Natural Gas Fired Combustion Turbine | 42049.35 | 284832.8
Petroleum Liquids | 120465.884 | 265933.4584
NJ | 546698.6006 | 883035.679
Natural Gas Fired Combustion Turbine | 546698.6006 | 883035.679
Petroleum Liquids | 0
OH | 1596895.513 | 3975633.063
Natural Gas Fired Combustion Turbine | 1240552.6822 | 3290788.052
Petroleum Liquids | 356342.8309 | 684845.011
PA | 1792835.4749 | 2701411.6836
Landfill Gas | 90393.792 | 131644
Natural Gas Fired Combustion Turbine | 1685752.8366 | 2551449.6826
Petroleum Liquids | 16688.8464 | 18318.001
State | 0
Technology | 0
VA | 582191.4714 | 1709971.4801
Landfill Gas | 77678 | 77678
Natural Gas Fired Combustion Turbine | 412235.4724 | 1534793.4811
Other Waste Biomass | 0 | 5183
Petroleum Liquids | 92277.999 | 92316.999
WV | 287023 | 685296
Natural Gas Fired Combustion Turbine | 286954 | 685227
Petroleum Liquids | 69 | 69
(blank) | 0
(blank) | 0
Grand Total | 7926890.3427 | 15481593.1787

## EIA_proj_retirements_gt
Utility ID | Utility Name | Plant Code | Plant Name | State | County | Generator ID | Technology | Prime Mover | Unit Code | Ownership | Duct Burners | Can Bypass Heat Recovery Steam Generator? | RTO/ISO LMP Node Designation | RTO/ISO Location Designation for Reporting Wholesale Sales Data to FERC | Nameplate Capacity (MW) | Nameplate Power Factor | Summer Capacity (MW) | Winter Capacity (MW) | Minimum Load (MW) | Uprate or Derate Completed During Year | Month Uprate or Derate Completed | Year Uprate or Derate Completed | Status | Synchronized to Transmission Grid | Operating Month | Operating Year | Planned Retirement Month | Planned Retirement Year | Associated with Combined Heat and Power System | Sector Name | Sector | Topping or Bottoming | Energy Source 1 | Energy Source 2 | Energy Source 3 | Energy Source 4 | Energy Source 5 | Energy Source 6 | Startup Source 1 | Startup Source 2 | Startup Source 3 | Startup Source 4 | Solid Fuel Gasification System? | Carbon Capture Technology? | Turbines or Hydrokinetic Buoys | Time from Cold Shutdown to Full Load | Fluidized Bed Technology? | Pulverized Coal Technology? | Stoker Technology? | Other Combustion Technology? | Subcritical Technology? | Supercritical Technology? | Ultrasupercritical Technology? | Planned Net Summer Capacity Uprate (MW) | Planned Net Winter Capacity Uprate (MW) | Planned Uprate Month | Planned Uprate Year | Planned Net Summer Capacity Derate (MW) | Planned Net Winter Capacity Derate (MW) | Planned Derate Month | Planned Derate Year | Planned New Prime Mover | Planned Energy Source 1 | Planned New Nameplate Capacity (MW) | Planned Repower Month | Planned Repower Year | Other Planned Modifications? | Other Modifications Month | Other Modifications Year | Multiple Fuels? | Cofire Fuels? | Switch Between Oil and Natural Gas? | Plant Id | Elec Fuel Consumption MMBtu | Nameplate Capacity (MW) | Net Generation (Megawatthours) | Heatrate | predicted_life | original op yr | original op mo | proj retire yr | proj retire mo | retired MW by 2040 | MWh out by 2040 | lbs 000 CO2 out by 2040 | Grubert Retirement Year | Grubert MW Retired by 2040 | retired MW by 2030 | MWh out by 2030 | lbs 000 CO2 out by 2030 | total M lbs CO2 | new plant | CO2/mmbtu fuel | lbs CO2/MWh | NJ reg requirement
5580 | East Kentucky Power Coop, Inc | 54 | J K Smith | KY | Clark | GT1 | Natural Gas Fired Combustion Turbine | GT |  | S | X | X | 1123180710 | 88122101 | 149 | 0.9 | 104 | 142 | 70 | N |  |  | OP | X | 3 | 1999 |  |  | N | Electric Utility | 1 | X | NG | DFO | [8 empty] | N | N |  | 1H | [23 empty] | Y | Y | Y | 54 | 9185754 | 149 | 710542.996 | 12927.7947 | 37.572 |  |  | 2036 | 10 | 149 | 446530.8117 | 675401.065 | 2029 | 149 |  |  |  | 1074733.218 | Y | 117 | 1512.552 | 2027
5580 | East Kentucky Power Coop, Inc | 54 | J K Smith | KY | Clark | GT10 | Natural Gas Fired Combustion Turbine | GT |  | S | X | X | 1123180711 | 8122110 | 98 | 0.85 | 74 | 103 | 33 | N |  |  | OP | X | 5 | 2010 |  |  | N | Electric Utility | 1 | X | NG | [9 empty] | N | N |  | 1H | [23 empty] | N | N | N | 54 | 9185754 | 98 | 710542.996 | 12927.7947 | 35.1957 |  |  | 2045 | 7 |  |  |  | 2040 |  |  |  |  | 1074733.218 |  | 117 | 1512.552 | 2027
5580 | East Kentucky Power Coop, Inc | 54 | J K Smith | KY | Clark | GT2 | Natural Gas Fired Combustion Turbine | GT |  | S | X | X | 1123180712 | 88122102 | 149 | 0.9 | 104 | 142 | 70 | N |  |  | OP | X | 1 | 1999 |  |  | N | Electric Utility | 1 | X | NG | DFO | [8 empty] | N | N |  | 1H | [23 empty] | Y | Y | Y | 54 | 9185754 | 149 | 710542.996 | 12927.7947 | 37.572 |  |  | 2036 | 8 | 149 |  |  | 2029 | 149 |  |  |  | 1074733.218 |  | 117 | 1512.552 | 2027
5580 | East Kentucky Power Coop, Inc | 54 | J K Smith | KY | Clark | GT3 | Natural Gas Fired Combustion Turbine | GT |  | S | X | X | 1123180713 | 88122103 | 149 | 0.9 | 104 | 142 | 70 | N |  |  | OP | X | 4 | 1999 |  |  | N | Electric Utility | 1 | X | NG | DFO | [8 empty] | N | N |  | 1H | [23 empty] | Y | Y | Y | 54 | 9185754 | 149 | 710542.996 | 12927.7947 | 37.572 |  |  | 2036 | 11 | 149 |  |  | 2029 | 149 |  |  |  | 1074733.218 |  | 117 | 1512.552 | 2027
5580 | East Kentucky Power Coop, Inc | 54 | J K Smith | KY | Clark | GT4 | Natural Gas Fired Combustion Turbine | GT |  | S | X | X | 1123180714 | 88122104 | 108 | 0.9 | 73 | 93 | 54 | N |  |  | OP | X | 11 | 2001 |  |  | N | Electric Utility | 1 | X | NG | DFO | [8 empty] | N | N |  | 1H | [23 empty] | Y | Y | Y | 54 | 9185754 | 108 | 710542.996 | 12927.7947 | 31.9219 |  |  | 2033 | 10 | 108 |  |  | 2031 | 108 |  |  |  | 1074733.218 |  | 117 | 1512.552 | 2027
5580 | East Kentucky Power Coop, Inc | 54 | J K Smith | KY | Clark | GT5 | Natural Gas Fired Combustion Turbine | GT |  | S | X | X | 1123180715 | 88122105 | 108 | 0.9 | 73 | 88 | 54 | N |  |  | OP | X | 11 | 2001 |  |  | N | Electric Utility | 1 | X | NG | DFO | [8 empty] | N | N |  | 1H | [23 empty] | Y | Y | Y | 54 | 9185754 | 108 | 710542.996 | 12927.7947 | 31.9219 |  |  | 2033 | 10 | 108 |  |  | 2031 | 108 |  |  |  | 1074733.218 |  | 117 | 1512.552 | 2027
5580 | East Kentucky Power Coop, Inc | 54 | J K Smith | KY | Clark | GT6 | Natural Gas Fired Combustion Turbine | GT |  | S | X | X | 1123180716 | 88122106 | 98 | 0.9 | 73 | 88 | 54 | N |  |  | OP | X | 1 | 2005 |  |  | N | Electric Utility | 1 | X | NG | DFO | [8 empty] | N | N |  | 1H | [23 empty] | Y | Y | Y | 54 | 9185754 | 98 | 710542.996 | 12927.7947 | 35.1957 |  |  | 2040 | 3 |  |  |  | 2035 | 98 |  |  |  | 1074733.218 |  | 117 | 1512.552 | 2027
5580 | East Kentucky Power Coop, Inc | 54 | J K Smith | KY | Clark | GT7 | Natural Gas Fired Combustion Turbine | GT |  | S | X | X | 1123180717 | 88122107 | 98 | 0.9 | 73 | 88 | 54 | N |  |  | OP | X | 1 | 2005 |  |  | N | Electric Utility | 1 | X | NG | DFO | [8 empty] | N | N |  | 1H | [23 empty] | Y | Y | Y | 54 | 9185754 | 98 | 710542.996 | 12927.7947 | 35.1957 |  |  | 2040 | 3 |  |  |  | 2035 | 98 |  |  |  | 1074733.218 |  | 117 | 1512.552 | 2027
5580 | East Kentucky Power Coop, Inc | 54 | J K Smith | KY | Clark | GT9 | Natural Gas Fired Combustion Turbine | GT |  | S | X | X | 1123180718 | 88122109 | 98 | 0.85 | 75 | 103 | 33 | N |  |  | OP | X | 5 | 2010 |  |  | N | Electric Utility | 1 | X | NG | [9 empty] | N | N |  | 1H | [23 empty] | N | N | N | 54 | 9185754 | 98 | 710542.996 | 12927.7947 | 35.1957 |  |  | 2045 | 7 |  |  |  | 2040 |  |  |  |  | 1074733.218 |  | 117 | 1512.552 | 2027
9332 | Indian River Operations Inc | 594 | Indian River Generating Station | DE | Sussex | 10 | Petroleum Liquids | GT |  | W | X | X |  |  | 18.6 | 0.85 | 16.1 | 16.1 | 14 | N |  |  | OP | X | 6 | 1967 |  |  | N | IPP Non-CHP | 2 | X | DFO | [9 empty] | N | N |  | 1H | [20 empty] | N |  |  | N | N | N | 594 | 16360 | 18.6 | 804 | 20348.2587 | 46.3472 |  |  | 2013 | 10 | 18.6 | 804 | 2674.042 | 1997 | 18.6 | 18.6 | 804 | 2674.042 | 2674.042 | Y | 163.45 | 3325.9229 | 2024
12384 | Midwest Generations EME LLC | 883 | Waukegan | IL | Lake | 311 | Petroleum Liquids | GT |  | S | X | X |  |  | 28 | 0.85 | 24.6 | 33.9 | 10 | N |  |  | SB | Y | 6 | 1968 |  |  | N | IPP Non-CHP | 2 | X | DFO | [9 empty] | N |  |  | 10M | [23 empty] | N |  |  | 883 | 27317 | 28 | -629 | -43429.2528 | 34.0649 |  |  | 2002 | 7 | 28 |  |  | 1998 | 28 | 28 | 0 | 0 | 4464.9636 | Y | 163.45 | -7098.5114
12384 | Midwest Generations EME LLC | 883 | Waukegan | IL | Lake | 312 | Petroleum Liquids | GT |  | S | X | X |  |  | 28 | 0.85 | 28.5 | 37.4 | 10 | N |  |  | SB | Y | 6 | 1968 |  |  | N | IPP Non-CHP | 2 | X | DFO | [9 empty] | N |  |  | 10M | [23 empty] | N |  |  | 883 | 27317 | 28 | -629 | -43429.2528 | 34.0649 |  |  | 2002 | 7 | 28 |  |  | 1998 | 28 | 28 |  |  | 4464.9636 |  | 163.45 | -7098.5114
12384 | Midwest Generations EME LLC | 883 | Waukegan | IL | Lake | 321 | Petroleum Liquids | GT |  | S | X | X |  |  | 28 | 0.85 | 28 | 37.4 | 10 | N |  |  | SB | Y | 6 | 1968 |  |  | N | IPP Non-CHP | 2 | X | DFO | [9 empty] | N |  |  | 10M | [23 empty] | N |  |  | 883 | 27317 | 28 | -629 | -43429.2528 | 34.0649 |  |  | 2002 | 7 | 28 |  |  | 1998 | 28 | 28 |  |  | 4464.9636 |  | 163.45 | -7098.5114
12384 | Midwest Generations EME LLC | 883 | Waukegan | IL | Lake | 322 | Petroleum Liquids | GT |  | S | X | X |  |  | 28 | 0.85 | 26.7 | 35 | 10 | N |  |  | SB | Y | 6 | 1968 |  |  | N | IPP Non-CHP | 2 | X | DFO | [9 empty] | N |  |  | 10M | [23 empty] | N |  |  | 883 | 27317 | 28 | -629 | -43429.2528 | 34.0649 |  |  | 2002 | 7 | 28 |  |  | 1998 | 28 | 28 |  |  | 4464.9636 |  | 163.45 | -7098.5114
60422 | H.A. Wagner LLC | 1554 | Herbert A Wagner | MD | Anne Arundel | GT1 | Petroleum Liquids | GT |  | S | X | X | 50688 | 50688 | 16 | 0.85 | 12.9 | 12.9 | 2 | N |  |  | OP | X | 8 | 1967 |  |  | N | IPP Non-CHP | 2 | X | DFO | [9 empty] | N | N |  | 1H | [23 empty] | N |  | N | 1554 | 13385 | 16 | 879 | 15227.5313 | 54.0447 |  |  | 2021 | 9 | 16 | 879 | 2187.7782 | 1997 | 16 | 16 | 879 | 2187.7782 | 2187.7782 | Y | 163.45 | 2488.94 | 2024
4161 | Constellation Power Source Generation, LLC | 1556 | Perryman | MD | Harford | GT1 | Petroleum Liquids | GT |  | S | X | X | PERRYMAN13 KVCT 1 | PERRYMAN13 KVCT 1 | 53.1 | 0.85 | 52 | 52 | 5 | N |  |  | OP | X | 1 | 1972 |  |  | N | IPP Non-CHP | 2 | X | DFO | [9 empty] | N | N |  | 1H | [23 empty] | N |  |  | 1556 | 3580493 | 53.1 | 329793.996 | 10856.7562 | 25.7783 |  |  | 1997 | 10 | 53.1 | 235337.4584 | 417614.9794 | 2002 | 53.1 | 53.1 | 106715.7903 | 189371.0965 | 585231.5808 | Y | 163.45 | 1774.5368 | 2024
4161 | Constellation Power Source Generation, LLC | 1556 | Perryman | MD | Harford | GT3 | Petroleum Liquids | GT |  | S | X | X | PERRYMAN13 KVCT 3 | PERRYMAN13 KVCT 3 | 53.1 | 0.85 | 51 | 51 | 5 | N |  |  | OP | X | 4 | 1972 |  |  | N | IPP Non-CHP | 2 | X | DFO | [9 empty] | N | N |  | 1H | [23 empty] | N |  |  | 1556 | 3580493 | 53.1 | 329793.996 | 10856.7562 | 25.7783 |  |  | 1998 | 1 | 53.1 |  |  | 2002 | 53.1 | 53.1 |  |  | 585231.5808 |  | 163.45 | 1774.5368 | 2024
4161 | Constellation Power Source Generation, LLC | 1556 | Perryman | MD | Harford | GT4 | Petroleum Liquids | GT |  | S | X | X | PERRYMAN13 KVCT 4 | PERRYMAN13 KVCT 4 | 53.1 | 0.85 | 52 | 52 | 5 | N |  |  | OP | X | 4 | 1972 |  |  | N | IPP Non-CHP | 2 | X | DFO | [9 empty] | N | N |  | 1H | [23 empty] | N |  |  | 1556 | 3580493 | 53.1 | 329793.996 | 10856.7562 | 25.7783 |  |  | 1998 | 1 | 53.1 |  |  | 2002 | 53.1 | 53.1 |  |  | 585231.5808 |  | 163.45 | 1774.5368 | 2024
4161 | Constellation Power Source Generation, LLC | 1556 | Perryman | MD | Harford | GT5 | Natural Gas Fired Combustion Turbine | GT |  | S | X | X | PERRYMAN33 KVCT 51 | PERRYMAN33 KVCT 51 | 192 | 0.9 | 139 | 149 | 110 | N |  |  | OP | X | 6 | 1995 |  |  | N | IPP Non-CHP | 2 | X | NG | DFO | [8 empty] | N | N |  | 1H | [23 empty] | Y | N | Y | 1556 | 3580493 | 192 | 329793.996 | 10856.7562 | 38.399 |  |  | 2033 | 11 | 192 |  |  | 2025 | 192 |  |  |  | 418917.681 |  | 117 | 1270.2405 | 2035
4161 | Constellation Power Source Generation, LLC | 1556 | Perryman | MD | Harford | GT6 | Natural Gas Fired Combustion Turbine | GT |  | S | X | X | PERRYMN613.8 KV PERYMAN6 | PERRYMN613.8 KV PERYMAN6 | 141 | 0.85 | 109.8 | 120 | 60 | N |  |  | OP | X | 6 | 2015 |  |  | N | IPP Non-CHP | 2 | X | NG | DFO | [9 empty] | N |  | 1H | [23 empty] | Y | N | Y | 1556 | 3580493 | 141 | 329793.996 | 10856.7562 | 38.399 |  |  | 2053 | 11 |  |  |  | 2045 |  |  |  |  | 418917.681 |  | 117 | 1270.2405 | 2035
12653 | Lanyard Power Holdings, LLC | 1571 | Chalk Point Power | MD | Prince Georges | GT2 | Petroleum Liquids | GT |  | W | X | X | 50810 | CHALKPT 13 KV CT2 | 35 | 0.9 | 24 | 26 | 5 | N |  |  | OP | X | 6 | 1974 |  |  | N | IPP Non-CHP | 2 | X | DFO | [9 empty] | N |  |  | 1H | [23 empty] | N |  |  | 1571 | 247895 | 35 | 16541 | 14986.6997 | 38.7578 |  |  | 2013 | 3 | 35 | 16541 | 40518.4377 | 2004 | 35 | 35 | 1179.0937 | 2888.2797 | 40518.4377 | Y | 163.45 | 2449.5761 | 2024
12653 | Lanyard Power Holdings, LLC | 1571 | Chalk Point Power | MD | Prince Georges | GT3 | Natural Gas Fired Combustion Turbine | GT |  | W | X | X | 50811 | CHALKPT 13 KV CT3 | 103 | 0.85 | 86 | 100 | 33 | N |  |  | OP | X | 6 | 1991 |  |  | N | IPP Non-CHP | 2 | X | NG | DFO | [8 empty] | N |  |  | 1H | [23 empty] | Y | N | Y | 1571 | 247895 | 103 | 16541 | 14986.6997 | 39.2217 |  |  | 2030 | 9 | 103 |  |  | 2021 | 103 |  |  |  | 29003.715 |  | 117 | 1753.4439 | 2024
12653 | Lanyard Power Holdings, LLC | 1571 | Chalk Point Power | MD | Prince Georges | GT4 | Natural Gas Fired Combustion Turbine | GT |  | W | X | X | 50812 | CHALKPT 13 KV CT4 | 103 | 0.85 | 86 | 100 | 33 | N |  |  | OP | X | 6 | 1991 |  |  | N | IPP Non-CHP | 2 | X | NG | DFO | [8 empty] | N |  |  | 1H | [23 empty] | Y | N | Y | 1571 | 247895 | 103 | 16541 | 14986.6997 | 39.2217 |  |  | 2030 | 9 | 103 |  |  | 2021 | 103 |  |  |  | 29003.715 |  | 117 | 1753.4439 | 2024
12653 | Lanyard Power Holdings, LLC | 1571 | Chalk Point Power | MD | Prince Georges | GT5 | Natural Gas Fired Combustion Turbine | GT |  | W | X | X | 50813 | CHALKPT 13 KV CT5 | 125 | 0.9 | 109 | 123 | 65 | N |  |  | OP | X | 6 | 1991 |  |  | N | IPP Non-CHP | 2 | X | NG | DFO | [8 empty] | N |  |  | 1H | [23 empty] | Y | N | Y | 1571 | 247895 | 125 | 16541 | 14986.6997 | 40.2217 |  |  | 2031 | 9 | 125 |  |  | 2021 | 125 |  |  |  | 29003.715 |  | 117 | 1753.4439 | 2024
12653 | Lanyard Power Holdings, LLC | 1571 | Chalk Point Power | MD | Prince Georges | GT6 | Natural Gas Fired Combustion Turbine | GT |  | W | X | X | 50814 | CHALKPT 13 KV CT6 | 125 | 0.9 | 109 | 126 | 65 | N |  |  | OP | X | 6 | 1991 |  |  | N | IPP Non-CHP | 2 | X | NG | DFO | [8 empty] | N |  |  | 1H | [23 empty] | Y | N | Y | 1571 | 247895 | 125 | 16541 | 14986.6997 | 40.2217 |  |  | 2031 | 9 | 125 |  |  | 2021 | 125 |  |  |  | 29003.715 |  | 117 | 1753.4439 | 2024
12653 | Lanyard Power Holdings, LLC | 1572 | Dickerson Power | MD | Montgomery | GT2 | Natural Gas Fired Combustion Turbine | GT |  | W | X | X | 50823 | DICKERSH 13 KV HCT2 | 163 | 0.9 | 147 | 167 | 40 | N |  |  | OP | X | 6 | 1992 |  |  | N | IPP Non-CHP | 2 | X | NG | DFO | [8 empty] | N | N |  | 1H | [23 empty] | Y | N | Y | 1572 | 1308595 | 163 | 87960 | 14877.1601 | 40.8884 |  |  | 2033 | 5 | 163 | 87960 | 153105.615 | 2022 | 163 |  |  |  | 153105.615 | Y | 117 | 1740.6277 | 2024
12653 | Lanyard Power Holdings, LLC | 1572 | Dickerson Power | MD | Montgomery | GT3 | Natural Gas Fired Combustion Turbine | GT |  | W | X | X | 50824 | DICKERSHO4 KV STADC1 | 163 | 0.9 | 147 | 167 | 40 | N |  |  | OP | X | 6 | 1992 |  |  | N | IPP Non-CHP | 2 | X | NG | DFO | [8 empty] | N | N |  | 1H | [23 empty] | Y | N | Y | 1572 | 1308595 | 163 | 87960 | 14877.1601 | 40.8884 |  |  | 2033 | 5 | 163 |  |  | 2022 | 163 |  |  |  | 153105.615 |  | 117 | 1740.6277 | 2024
12653 | Lanyard Power Holdings, LLC | 1573 | Morgantown Generating Plant | MD | Charles | 3 | Petroleum Liquids | GT |  | S | X | X | 50828 | MORGANTO 13KV CT3 | 65 | 0.9 | 54 | 59 | 20 | N |  |  | OP | X | 6 | 1973 |  |  | N | IPP Non-CHP | 2 | X | DFO | [9 empty] | N | N |  | 1H | [23 empty] | N |  |  | 1573 | 96939 | 65 | 5834 | 16616.2153 | 45.9343 |  |  | 2019 | 5 | 65 | 5834 | 15844.6795 | 2003 | 65 | 65 | 5834 | 15844.6795 | 15844.6795 | Y | 163.45 | 2715.9204 | 2024
12653 | Lanyard Power Holdings, LLC | 1573 | Morgantown Generating Plant | MD | Charles | 4 | Petroleum Liquids | GT |  | S | X | X | 50829 | MORGANTO 13KV CT4 | 65 | 0.9 | 54 | 59 | 20 | N |  |  | OP | X | 6 | 1973 |  |  | N | IPP Non-CHP | 2 | X | DFO | [9 empty] | N | N |  | 1H | [23 empty] | N |  |  | 1573 | 96939 | 65 | 5834 | 16616.2153 | 45.9343 |  |  | 2019 | 5 | 65 |  |  | 2003 | 65 | 65 |  |  | 15844.6795 |  | 163.45 | 2715.9204 | 2024
12653 | Lanyard Power Holdings, LLC | 1573 | Morgantown Generating Plant | MD | Charles | 5 | Petroleum Liquids | GT |  | S | X | X | 50830 | MORGANTO 13KV CT5 | 65 | 0.9 | 54 | 59 | 20 | N |  |  | OP | X | 5 | 1973 |  |  | N | IPP Non-CHP | 2 | X | DFO | [9 empty] | N | N |  | 1H | [23 empty] | N |  |  | 1573 | 96939 | 65 | 5834 | 16616.2153 | 45.9343 |  |  | 2019 | 4 | 65 |  |  | 2003 | 65 | 65 |  |  | 15844.6795 |  | 163.45 | 2715.9204 | 2024
12653 | Lanyard Power Holdings, LLC | 1573 | Morgantown Generating Plant | MD | Charles | 6 | Petroleum Liquids | GT |  | S | X | X | 50831 | MORGANTO 13KV CT6 | 65 | 0.9 | 54 | 59 | 20 | N |  |  | OP | X | 5 | 1973 |  |  | N | IPP Non-CHP | 2 | X | DFO | [9 empty] | N | N |  | 1H | [23 empty] | N |  |  | 1573 | 96939 | 65 | 5834 | 16616.2153 | 45.9343 |  |  | 2019 | 4 | 65 |  |  | 2003 | 65 | 65 |  |  | 15844.6795 |  | 163.45 | 2715.9204 | 2024
65389 | Linden Combined Cycle | 2406 | PSEG Linden Generating Station | NJ | Union | 5 | Natural Gas Fired Combustion Turbine | GT |  | W | X | X | 93140 | LINDEN 13 KV | 96.1 | 0.85 | 86 | 86 | 56.6 | N |  |  | OP | X | 6 | 2000 |  |  | N | IPP Non-CHP | 2 | X | NG | DFO | [8 empty] | N | N |  | 1H | [23 empty] | Y | Y | Y | 2406 | 862158 | 96.1 | 66274 | 13008.993 | 35.2274 |  |  | 2035 | 9 | 96.1 | 66274 | 100872.486 | 2030 | 96.1 |  |  |  | 100872.486 | Y | 117 | 1522.0522 | 2027
65389 | Linden Combined Cycle | 2406 | PSEG Linden Generating Station | NJ | Union | 6 | Natural Gas Fired Combustion Turbine | GT |  | W | X | X | 93141 | LINDEN 13 KV | 96.1 | 0.85 | 86 | 86 | 56.6 | N |  |  | OP | X | 6 | 2000 |  |  | N | IPP Non-CHP | 2 | X | NG | DFO | [8 empty] | N | N |  | 1H |  |  |  | N | [19 empty] | Y | Y | Y | 2406 | 862158 | 96.1 | 66274 | 13008.993 | 35.2274 |  |  | 2035 | 9 | 96.1 |  |  | 2030 | 96.1 |  |  |  | 100872.486 |  | 117 | 1522.0522 | 2027
65389 | Linden Combined Cycle | 2406 | PSEG Linden Generating Station | NJ | Union | 7 | Natural Gas Fired Combustion Turbine | GT |  | W | X | X | 71856675 | LINDEN 13 KV | 96.1 | 0.85 | 84 | 84 | 55.3 | N |  |  | OP | X | 6 | 1995 |  |  | N | IPP Non-CHP | 2 | X | NG | DFO | [8 empty] | N | N |  | 1H |  |  |  | N | [19 empty] | Y | Y | Y | 2406 | 862158 | 96.1 | 66274 | 13008.993 | 35.2274 |  |  | 2030 | 9 | 96.1 |  |  | 2025 | 96.1 |  |  |  | 100872.486 |  | 117 | 1522.0522 | 2027
65389 | Linden Combined Cycle | 2406 | PSEG Linden Generating Station | NJ | Union | 8 | Natural Gas Fired Combustion Turbine | GT |  | W | X | X | 718566677 | LINDEN 13 KV | 96.1 | 0.85 | 80.2 | 80.2 | 53.3 | N |  |  | OP | X | 6 | 1995 |  |  | N | IPP Non-CHP | 2 | X | NG | DFO | [8 empty] | N |  |  | 1H |  |  |  | N | [19 empty] | Y | Y | Y | 2406 | 862158 | 96.1 | 66274 | 13008.993 | 35.2274 |  |  | 2030 | 9 | 96.1 |  |  | 2025 | 96.1 |  |  |  | 100872.486 |  | 117 | 1522.0522 | 2027
15478 | PSEG Nuclear LLC | 2410 | PSEG Salem Generating Station | NJ | Salem | 3 | Petroleum Liquids | GT |  | J | X | X | 50488 | SALEM 13 KV | 41.8 | 0.9 | 38.4 | 38.4 | 38 | N |  |  | SB | N | 6 | 1971 |  |  | N | IPP Non-CHP | 2 | X | DFO | [9 empty] | N | N |  | 10M | [23 empty] | N | N | N | 2410 | 0 | 41.8 | 0 |  | 36.9122 |  |  | 2008 | 5 |  |  |  | 2001 | 41.8 | 41.8 | 0 | 0 |  | Y | 163.45 | 0
19856 | City of Vineland - (NJ) | 2434 | Howard Down | NJ | Cumberland | 11 | Natural Gas Fired Combustion Turbine | GT |  | S | X | X | VINELAND 13.8KV CTYVINEL |  | 68.2 | 0.85 | 55 | 60 | 55 | N |  |  | OP | X | 6 | 2012 |  |  | N | Electric Utility | 1 | X | NG | DFO | [8 empty] | N | N |  | 10M | [23 empty] | Y | N | Y | 2434 | 704800 | 68.2 | 67498 | 10441.7909 | 24.0296 |  |  | 2036 | 6 | 68.2 | 67498 | 82461.6 | 2042 |  |  |  |  | 82461.6 | Y | 117 | 1221.6895 | 2035
59919 | Luminant Miami Fort | 2832 | Miami Fort | OH | Hamilton | GT3 | Petroleum Liquids | GT |  | S | X | X |  |  | 16.5 | 0.85 | 14 | 20 | 3 | N |  |  | OP | X | 7 | 1971 |  |  | N | IPP Non-CHP | 2 | X | DFO | [9 empty] | N | N |  | 12H | [20 empty] | N |  |  | N | N | N | 2832 | 25277 | 16.5 | 1404 | 18003.5613 | 42.5902 |  |  | 2014 | 2 | 16.5 | 1404 | 4131.5256 | 2001 | 16.5 | 16.5 | 1404 | 4131.5256 | 4131.5256 | Y | 163.45 | 2942.6821 | 2024
59919 | Luminant Miami Fort | 2832 | Miami Fort | OH | Hamilton | GT4 | Petroleum Liquids | GT |  | S | X | X |  |  | 16.5 | 0.85 | 14 | 20 | 3 | N |  |  | OP | X | 8 | 1971 |  |  | N | IPP Non-CHP | 2 | X | DFO | [9 empty] | N | N |  | 12H | [20 empty] | N |  |  | N | N | N | 2832 | 25277 | 16.5 | 1404 | 18003.5613 | 42.5902 |  |  | 2014 | 3 | 16.5 |  |  | 2001 | 16.5 | 16.5 |  |  | 4131.5256 |  | 163.45 | 2942.6821 | 2024
59919 | Luminant Miami Fort | 2832 | Miami Fort | OH | Hamilton | GT5 | Petroleum Liquids | GT |  | S | X | X |  |  | 16.5 | 0.85 | 14 | 20 | 3 | N |  |  | OP | X | 9 | 1971 |  |  | N | IPP Non-CHP | 2 | X | DFO | [9 empty] | N | N |  | 12H | [20 empty] | N |  |  | N | N | N | 2832 | 25277 | 16.5 | 1404 | 18003.5613 | 42.5902 |  |  | 2014 | 4 | 16.5 |  |  | 2001 | 16.5 | 16.5 |  |  | 4131.5256 |  | 163.45 | 2942.6821 | 2024
59919 | Luminant Miami Fort | 2832 | Miami Fort | OH | Hamilton | GT6 | Petroleum Liquids | GT |  | S | X | X |  |  | 16.5 | 0.85 | 14 | 20 | 3 | N |  |  | OP | X | 10 | 1971 |  |  | N | IPP Non-CHP | 2 | X | DFO | [9 empty] | N | N |  | 12H | [20 empty] | N |  |  | N | N | N | 2832 | 25277 | 16.5 | 1404 | 18003.5613 | 42.5902 |  |  | 2014 | 5 | 16.5 |  |  | 2001 | 16.5 | 16.5 |  |  | 4131.5256 |  | 163.45 | 2942.6821 | 2024
15276 | TalenEnergy Martins Creek LLC | 3148 | TalenEnergy Martins Creek | PA | Northampton | CTG1 | Natural Gas Fired Combustion Turbine | GT |  | W | X | X | 48934161 | 48934161 | 23.6 | 0.9 | 18 | 18 | 18 | N |  |  | OP | X | 6 | 1971 | 6 | 2023 | N | IPP Non-CHP | 2 | X | NG | [9 empty] | N | N |  | 1H | [23 empty] | N | N | N | 3148 | 40480 | 23.6 | 2301 | 17592.3512 | 44.3588 |  |  | 2015 | 10 | 23.6 | 2301 | 4736.16 | 2001 | 23.6 | 23.6 | 2301 | 4736.16 | 4736.16 | Y | 117 | 2058.3051 | 2024
15276 | TalenEnergy Martins Creek LLC | 3148 | TalenEnergy Martins Creek | PA | Northampton | CTG2 | Natural Gas Fired Combustion Turbine | GT |  | W | X | X | 48934163 | 48934163 | 23.6 | 0.9 | 17.3 | 17.3 | 17.3 | N |  |  | OP | X | 6 | 1971 | 6 | 2023 | N | IPP Non-CHP | 2 | X | NG | [9 empty] | N | N |  | 1H | [23 empty] | N | N | N | 3148 | 40480 | 23.6 | 2301 | 17592.3512 | 44.3588 |  |  | 2015 | 10 | 23.6 |  |  | 2001 | 23.6 | 23.6 |  |  | 4736.16 |  | 117 | 2058.3051 | 2024
15276 | TalenEnergy Martins Creek LLC | 3148 | TalenEnergy Martins Creek | PA | Northampton | CTG4 | Natural Gas Fired Combustion Turbine | GT |  | W | X | X | 48934167 | 48934167 | 23.6 | 0.9 | 17.2 | 17.2 | 17.2 | N |  |  | OP | X | 6 | 1971 | 6 | 2023 | N | IPP Non-CHP | 2 | X | NG | [9 empty] | N | N |  | 1H | [23 empty] | N | N | N | 3148 | 40480 | 23.6 | 2301 | 17592.3512 | 44.3588 |  |  | 2015 | 10 | 23.6 |  |  | 2001 | 23.6 | 23.6 |  |  | 4736.16 |  | 117 | 2058.3051 | 2024
19876 | Virginia Electric & Power Co | 3804 | Possum Point | VA | Prince William | GT1 | Petroleum Liquids | GT |  | S | X | X |  |  | 16 | 0.85 | 12 | 19 | 3 | N |  |  | OP | X | 5 | 1968 |  |  | N | Electric Utility | 1 | X | DFO | [12 empty] | 1H | [23 empty] | N |  |  | 3804 | 64927 | 16 | 3546 | 18309.9267 | 49.3908 |  |  | 2017 | 10 | 16 | 3546 | 10612.3181 | 1998 | 16 | 16 | 3546 | 10612.3181 | 10612.3181 | Y | 163.45 | 2992.7575 | 2024
19876 | Virginia Electric & Power Co | 3804 | Possum Point | VA | Prince William | GT2 | Petroleum Liquids | GT |  | S | X | X |  |  | 16 | 0.85 | 12 | 17 | 3 | N |  |  | OP | X | 5 | 1968 |  |  | N | Electric Utility | 1 | X | DFO | [12 empty] | 1H | [23 empty] | N |  |  | 3804 | 64927 | 16 | 3546 | 18309.9267 | 49.3908 |  |  | 2017 | 10 | 16 |  |  | 1998 | 16 | 16 |  |  | 10612.3181 |  | 163.45 | 2992.7575 | 2024
19876 | Virginia Electric & Power Co | 3804 | Possum Point | VA | Prince William | GT3 | Petroleum Liquids | GT |  | S | X | X |  |  | 16 | 0.85 | 12 | 16 | 3 | N |  |  | OP | X | 5 | 1968 |  |  | N | Electric Utility | 1 | X | DFO | [12 empty] | 1H | [23 empty] | N |  |  | 3804 | 64927 | 16 | 3546 | 18309.9267 | 49.3908 |  |  | 2017 | 10 | 16 |  |  | 1998 | 16 | 16 |  |  | 10612.3181 |  | 163.45 | 2992.7575 | 2024
19876 | Virginia Electric & Power Co | 3804 | Possum Point | VA | Prince William | GT4 | Petroleum Liquids | GT |  | S | X | X |  |  | 16 | 0.85 | 12 | 18 | 3 | N |  |  | OP | X | 5 | 1968 |  |  | N | Electric Utility | 1 | X | DFO | [12 empty] | 1H | [23 empty] | N |  |  | 3804 | 64927 | 16 | 3546 | 18309.9267 | 49.3908 |  |  | 2017 | 10 | 16 |  |  | 1998 | 16 | 16 |  |  | 10612.3181 |  | 163.45 | 2992.7575 | 2024
19876 | Virginia Electric & Power Co | 3804 | Possum Point | VA | Prince William | GT5 | Petroleum Liquids | GT |  | S | X | X |  |  | 16 | 0.85 | 12 | 17 | 3 | N |  |  | OP | X | 5 | 1968 |  |  | N | Electric Utility | 1 | X | DFO | [12 empty] | 1H | [23 empty] | N |  |  | 3804 | 64927 | 16 | 3546 | 18309.9267 | 49.3908 |  |  | 2017 | 10 | 16 |  |  | 1998 | 16 | 16 |  |  | 10612.3181 |  | 163.45 | 2992.7575 | 2024
19876 | Virginia Electric & Power Co | 3804 | Possum Point | VA | Prince William | GT6 | Petroleum Liquids | GT |  | S | X | X |  |  | 16 | 0.85 | 12 | 19 | 3 | N |  |  | OP | X | 5 | 1968 |  |  | N | Electric Utility | 1 | X | DFO | [12 empty] | 1H | [23 empty] | N |  |  | 3804 | 64927 | 16 | 3546 | 18309.9267 | 49.3908 |  |  | 2017 | 10 | 16 |  |  | 1998 | 16 | 16 |  |  | 10612.3181 |  | 163.45 | 2992.7575 | 2024
19876 | Virginia Electric & Power Co | 3954 | Mt Storm | WV | Grant | JF1 | Petroleum Liquids | GT |  | S | X | X |  |  | 18.5 | 0.85 | 11 | 15 | 5 | N |  |  | OP | X | 10 | 1967 |  |  | N | Electric Utility | 1 | X | DFO | [12 empty] | 1H | [23 empty] | N |  |  | 3954 | 1009 | 18.5 | 69 | 14623.1884 | 50.8094 |  |  | 2018 | 8 | 18.5 | 69 | 164.921 | 1997 | 18.5 | 18.5 | 69 | 164.921 | 164.921 | Y | 163.45 | 2390.1601 | 2024
5625 | Easton Utilities Comm | 4257 | Easton 2 | MD | Talbot | 203 | Petroleum Liquids | GT |  | S | X | X |  |  | 5.4 | 0.8 | 4.5 | 5.1 | 0 | N |  |  | OP | X | 11 | 2004 |  |  | N | Electric Utility | 1 | X | DFO | [9 empty] | N | N |  | 1H | [20 empty] | N |  |  | N | N | N | 4257 | 21119 | 5.4 | 1484 | 14231.1321 | 29.2767 |  |  | 2034 | 2 | 5.4 | 1484 | 3451.9005 | 2034 | 5.4 |  |  |  | 3451.9005 | Y | 163.45 | 2326.0785 | 2024
5625 | Easton Utilities Comm | 4257 | Easton 2 | MD | Talbot | 204 | Petroleum Liquids | GT |  | S | X | X |  |  | 5.4 | 0.8 | 4.5 | 5.1 | 0 | N |  |  | OP | X | 11 | 2004 |  |  | N | Electric Utility | 1 | X | DFO | [9 empty] | N | N |  | 1H | [20 empty] | N |  |  | N | N | N | 4257 | 21119 | 5.4 | 1484 | 14231.1321 | 29.2767 |  |  | 2034 | 2 | 5.4 |  |  | 2034 | 5.4 |  |  |  | 3451.9005 |  | 163.45 | 2326.0785 | 2024
55729 | Duke Energy Kentucky Inc | 7158 | Woodsdale | OH | Butler | GT1 | Natural Gas Fired Combustion Turbine | GT |  | S | X | X |  |  | 95.3 | 0.8 | 78 | 94 | 4 | N |  |  | OP | X | 5 | 1993 |  |  | N | Electric Utility | 1 | X | NG | DFO | [8 empty] | N | N |  | 1H | [23 empty] | Y | N | N | 7158 | 1927754 | 95.3 | 101264 | 19036.9134 | 45.8634 |  |  | 2039 | 3 | 95.3 | 101264 | 225547.218 | 2023 | 95.3 |  |  |  | 225547.218 | Y | 117 | 2227.3189 | 2024
55729 | Duke Energy Kentucky Inc | 7158 | Woodsdale | OH | Butler | GT2 | Natural Gas Fired Combustion Turbine | GT |  | S | X | X |  |  | 95.3 | 0.8 | 80 | 94 | 4 | N |  |  | OP | X | 7 | 1992 |  |  | N | Electric Utility | 1 | X | NG | DFO | [8 empty] | N | N |  | 1H | [23 empty] | Y | N | N | 7158 | 1927754 | 95.3 | 101264 | 19036.9134 | 45.8634 |  |  | 2038 | 5 | 95.3 |  |  | 2022 | 95.3 |  |  |  | 225547.218 |  | 117 | 2227.3189 | 2024
55729 | Duke Energy Kentucky Inc | 7158 | Woodsdale | OH | Butler | GT3 | Natural Gas Fired Combustion Turbine | GT |  | S | X | X |  |  | 95.3 | 0.8 | 80 | 94 | 4 | N |  |  | OP | X | 5 | 1992 |  |  | N | Electric Utility | 1 | X | NG | DFO | [8 empty] | N | N |  | 1H | [23 empty] | Y | N | N | 7158 | 1927754 | 95.3 | 101264 | 19036.9134 | 45.8634 |  |  | 2038 | 3 | 95.3 |  |  | 2022 | 95.3 |  |  |  | 225547.218 |  | 117 | 2227.3189 | 2024
55729 | Duke Energy Kentucky Inc | 7158 | Woodsdale | OH | Butler | GT4 | Natural Gas Fired Combustion Turbine | GT |  | S | X | X |  |  | 95.3 | 0.8 | 78 | 94 | 4 | N |  |  | OP | X | 7 | 1992 |  |  | N | Electric Utility | 1 | X | NG | DFO | [8 empty] | N | N |  | 1H | [23 empty] | Y | N | N | 7158 | 1927754 | 95.3 | 101264 | 19036.9134 | 45.8634 |  |  | 2038 | 5 | 95.3 |  |  | 2022 | 95.3 |  |  |  | 225547.218 |  | 117 | 2227.3189 | 2024
55729 | Duke Energy Kentucky Inc | 7158 | Woodsdale | OH | Butler | GT5 | Natural Gas Fired Combustion Turbine | GT |  | S | X | X |  |  | 95.3 | 0.8 | 80 | 94 | 4 | N |  |  | OP | X | 5 | 1992 |  |  | N | Electric Utility | 1 | X | NG | DFO | [8 empty] | N | N |  | 1H | [23 empty] | Y | N | N | 7158 | 1927754 | 95.3 | 101264 | 19036.9134 | 45.8634 |  |  | 2038 | 3 | 95.3 |  |  | 2022 | 95.3 |  |  |  | 225547.218 |  | 117 | 2227.3189 | 2024
55729 | Duke Energy Kentucky Inc | 7158 | Woodsdale | OH | Butler | GT6 | Natural Gas Fired Combustion Turbine | GT |  | S | X | X |  |  | 95.3 | 0.8 | 80 | 94 | 4 | N |  |  | OP | X | 5 | 1992 |  |  | N | Electric Utility | 1 | X | NG | DFO | [8 empty] | N | N |  | 1H | [23 empty] | Y | N | N | 7158 | 1927754 | 95.3 | 101264 | 19036.9134 | 45.8634 |  |  | 2038 | 3 | 95.3 |  |  | 2022 | 95.3 |  |  |  | 225547.218 |  | 117 | 2227.3189 | 2024
19876 | Virginia Electric & Power Co | 7839 | Ladysmith | VA | Caroline | 1 | Natural Gas Fired Combustion Turbine | GT |  | S | X | X |  |  | 178.5 | 0.85 | 151 | 183 | 90 | N |  |  | OP | X | 5 | 2001 |  |  | N | Electric Utility | 1 | X | NG | DFO | [11 empty] | 1H | [23 empty] | Y | N | Y | 7839 | 8881385 | 178.5 | 875311.004 | 10146.5479 | 38.839 |  |  | 2040 | 3 |  |  |  | 2031 | 178.5 |  |  |  | 1039122.045 | Y | 117 | 1187.1461 | 2035
19876 | Virginia Electric & Power Co | 7839 | Ladysmith | VA | Caroline | 2 | Natural Gas Fired Combustion Turbine | GT |  | S | X | X |  |  | 178.5 | 0.85 | 151 | 183 | 90 | N |  |  | OP | X | 5 | 2001 |  |  | N | Electric Utility | 1 | X | NG | DFO | [11 empty] | 1H | [23 empty] | Y | N | Y | 7839 | 8881385 | 178.5 | 875311.004 | 10146.5479 | 38.839 |  |  | 2040 | 3 |  |  |  | 2031 | 178.5 |  |  |  | 1039122.045 |  | 117 | 1187.1461 | 2035
19876 | Virginia Electric & Power Co | 7839 | Ladysmith | VA | Caroline | 3 | Natural Gas Fired Combustion Turbine | GT |  | S | X | X |  |  | 178.5 | 0.85 | 161 | 183 | 90 | N |  |  | OP | X | 6 | 2008 |  |  | N | Electric Utility | 1 | X | NG | DFO | [11 empty] | 1H | [23 empty] | Y | N | Y | 7839 | 8881385 | 178.5 | 875311.004 | 10146.5479 | 38.839 |  |  | 2047 | 4 |  |  |  | 2038 | 178.5 |  |  |  | 1039122.045 |  | 117 | 1187.1461 | 2035
19876 | Virginia Electric & Power Co | 7839 | Ladysmith | VA | Caroline | 4 | Natural Gas Fired Combustion Turbine | GT |  | S | X | X |  |  | 178.5 | 0.85 | 160 | 183 | 90 | N |  |  | OP | X | 6 | 2008 |  |  | N | Electric Utility | 1 | X | NG | DFO | [11 empty] | 1H | [23 empty] | Y | N | Y | 7839 | 8881385 | 178.5 | 875311.004 | 10146.5479 | 38.839 |  |  | 2047 | 4 |  |  |  | 2038 | 178.5 |  |  |  | 1039122.045 |  | 117 | 1187.1461 | 2035
19876 | Virginia Electric & Power Co | 7839 | Ladysmith | VA | Caroline | 5 | Natural Gas Fired Combustion Turbine | GT |  | S | X | X |  |  | 178.5 | 0.85 | 160 | 183 | 90 | N |  |  | OP | X | 4 | 2009 |  |  | N | Electric Utility | 1 | X | NG | DFO | [8 empty] | N |  |  | 1H | [23 empty] | Y | N | Y | 7839 | 8881385 | 178.5 | 875311.004 | 10146.5479 | 38.839 |  |  | 2048 | 2 |  |  |  | 2039 | 178.5 |  |  |  | 1039122.045 |  | 117 | 1187.1461 | 2035
5084 | Delaware Municipal Electric Corp | 7962 | Warren F Sam Beasley Generation Station | DE | Kent | 1 | Natural Gas Fired Combustion Turbine | GT |  | S | X | X | Clayton 13 KV G1 |  | 45 | 0.85 | 48 | 48 | 2 | N |  |  | OP | X | 4 | 2002 |  |  | N | Electric Utility | 1 | X | NG | DFO | [8 empty] | N | N |  | 1H | [23 empty] | Y | N | Y | 7962 | 690746 | 45 | 62068 | 11128.8587 | 28.7383 |  |  | 2031 | 1 | 45 | 29094.375 | 37883.1009 | 2032 | 45 |  |  |  | 80817.282 | Y | 117 | 1302.0765 | 2027
5084 | Delaware Municipal Electric Corp | 7962 | Warren F Sam Beasley Generation Station | DE | Kent | 2 | Natural Gas Fired Combustion Turbine | GT |  | S | X | X | Clayton 13 KV G2 |  | 51 | 0.85 | 50 | 50 | 2 | N |  |  | OP | X | 11 | 2012 |  |  | N | Electric Utility | 1 | X | NG | DFO | [8 empty] | N | N |  | 1H | [23 empty] | Y | N | Y | 7962 | 690746 | 51 | 62068 | 11128.8587 | 28.1883 |  |  | 2041 | 1 |  |  |  | 2042 |  |  |  |  | 80817.282 |  | 117 | 1302.0765 | 2027
65384 | Cartier Energy, LLC | 10030 | Energy Center Dover | DE | Kent | KD-2 | Natural Gas Fired Combustion Turbine | GT |  | S | X | X | Kent 13kv -DoverCT2 (KD2) | Kent 13kv -DoverCT2 | 50 | 0.85 | 44 | 50 | 30 | N |  |  | OP | X | 6 | 2001 |  |  | N | IPP CHP | 3 | X | NG | DFO | [8 empty] | N | N |  | 1H | [23 empty] | Y | N | Y | 10030 | 257476 | 50 | 35467 | 7259.5934 | 29.3834 |  |  | 2030 | 11 | 50 | 35467 | 30124.692 | 2031 | 50 |  |  |  | 30124.692 | Y | 117 | 849.3724
62860 | COE Bridgewater LLC c/o Thor Equities, LLC | 10122 | CIP II/AR Bridgewater Holdings - NJCOE | NJ | Somerset | 2 | Natural Gas Fired Combustion Turbine | GT |  | S | X | X |  |  | 5 | 0.9 | 4.1 | 4.2 | 2 | N |  |  | OP | X | 11 | 2002 |  |  | Y | Commercial CHP | 5 | T | NG | DFO | [8 empty] | N | N |  | 1H |  |  |  |  | N | [15 empty] | N |  |  | Y | N | Y | 10122 | 118592 | 5 | 26568.78 | 4463.5847 | 21.1928 |  |  | 2024 | 1 | 5 | 26568.78 | 13875.264 | 2032 | 5 | 5 | 26568.78 | 13875.264 | 13875.264 | Y | 117 | 522.2394
60557 | PB Nutclif Master, LLC | 10123 | Hoffmann LaRoche | NJ | Essex | TG01 | Natural Gas Fired Combustion Turbine | GT |  | S | X | X |  |  | 5.3 | 0.9 | 4.1 | 5.3 | 2.8 | N |  |  | OP | X | 5 | 2004 |  |  | Y | Industrial CHP | 7 | T | NG | DFO |  |  |  |  | NG |  |  |  | N | N |  | 1H | [20 empty] | N |  |  | Y | N | Y | 10123 | 208037 | 5.3 | 51217 | 4061.874 | 21.6495 |  |  | 2026 | 1 | 5.3 | 51217 | 24340.329 | 2034 | 5.3 | 5.3 | 51217 | 24340.329 | 24340.329 | Y | 117 | 475.2393
60557 | PB Nutclif Master, LLC | 10123 | Hoffmann LaRoche | NJ | Essex | TG03 | Natural Gas Fired Combustion Turbine | GT |  | S | X | X |  |  | 5.3 | 0.9 | 4.1 | 5.3 | 2.8 | N |  |  | OP | X | 5 | 2004 |  |  | Y | Industrial CHP | 7 | T | NG | DFO |  |  |  |  | NG |  |  |  | N | N |  | 1H | [20 empty] | N |  |  | Y | N | Y | 10123 | 208037 | 5.3 | 51217 | 4061.874 | 21.6495 |  |  | 2026 | 1 | 5.3 |  |  | 2034 | 5.3 | 5.3 |  |  | 24340.329 |  | 117 | 475.2393
13657 | Norfork Southern Corp | 10302 | Juniata Locomotive Shop | PA | Blair | GEN3 | Natural Gas Fired Combustion Turbine | GT |  | S | X | X |  |  | 1.5 | 0.8 | 1.5 | 1.5 | 0.7 | N |  |  | OP | X | 4 | 2015 |  |  | N | Commercial Non-CHP | 4 | X | NG | [9 empty] | N | N |  | 1H |  |  |  |  | N | [18 empty] | N | N | N | 10302 | 0 | 1.5 | 0 |  | 33.8691 |  |  | 2049 | 2 |  |  |  | 2045 | [5 empty] | Y | 117 | 0
22174 | PEI Power Corp | 50279 | Archbald Power Station | PA | Lackawanna | GEN5 | Landfill Gas | GT |  | S | X | X | 87901559 | ARCHTAP 13 KV PEI 5 | 4.6 | 1 | 4 | 4.6 | 2 | N |  |  | OP | X | 2 | 2010 |  |  | N | IPP Non-CHP | 2 | X | LFG | [5 empty] | OG |  |  |  | N | N |  | 1H |  |  |  | N | [19 empty] | N | N | N | 50279 | 647443 | 4.6 | 63421 | 10208.6533 | 22.0629 |  |  | 2032 | 3 | 4.6 | 63421 | 75750.831 | 2040 |  |  | 55049.792 | 65752.156 | 75750.831 | Y | 117 | 1194.4124 | 2035
22174 | PEI Power Corp | 50279 | Archbald Power Station | PA | Lackawanna | GEN6 | Landfill Gas | GT |  | S | X | X | 87901561 | ARCHTAP 13 KV PEI 6 | 4.6 | 1 | 4 | 4.6 | 2 | N |  |  | OP | X | 2 | 2010 |  |  | N | IPP Non-CHP | 2 | X | LFG | [5 empty] | OG |  |  |  | N | N |  | 1H |  |  |  | N | [19 empty] | N | N | N | 50279 | 647443 | 4.6 | 63421 | 10208.6533 | 22.0629 |  |  | 2032 | 3 | 4.6 |  |  | 2040 |  |  |  |  | 75750.831 |  | 117 | 1194.4124 | 2035
22174 | PEI Power Corp | 50279 | Archbald Power Station | PA | Lackawanna | Gen2 | Natural Gas Fired Combustion Turbine | GT |  | S | X | X | 1048036 | ARCHBTAP13 KV PEI 2 | 60.5 | 1 | 43.7 | 50 | 25 | N |  |  | OP | X | 5 | 2001 |  |  | N | IPP Non-CHP | 2 | X | NG | [5 empty] | NG |  |  |  | N | N |  | 1H | [23 empty] | N | N | N | 50279 | 647443 | 60.5 | 63421 | 10208.6533 | 23.6796 |  |  | 2025 | 1 | 60.5 |  |  | 2031 | 60.5 | 60.5 |  |  | 75750.831 |  | 117 | 1194.4124 | 2035
19564 | University of Notre Dame | 50366 | University of Notre Dame | IN | St Joseph | GT1 | Natural Gas Fired Combustion Turbine | GT |  | S | X | X |  |  | 5.4 | 0.8 | 5.6 | 4.7 | 2.7 | N |  |  | OP | X | 6 | 2019 |  |  | Y | Commercial CHP | 5 | T | NG | [9 empty] | N | N |  | 1H | [23 empty] | N | N | N | 50366 | 122747 | 5.4 | 22563.52 | 5440.0643 | 28.1479 |  |  | 2047 | 8 |  |  |  | 2049 |  |  |  |  | 14361.399 | Y | 117 | 636.4875
19564 | University of Notre Dame | 50366 | University of Notre Dame | IN | St Joseph | GT2 | Natural Gas Fired Combustion Turbine | GT |  | S | X | X |  |  | 5.4 | 0.8 | 5.6 | 4.7 | 2.7 | N |  |  | OP | X | 6 | 2019 |  |  | Y | Commercial CHP | 5 | T | NG | [9 empty] | N | N |  | 1H | [23 empty] | N | N |  | 50366 | 122747 | 5.4 | 22563.52 | 5440.0643 | 28.1479 |  |  | 2047 | 8 |  |  |  | 2049 |  |  |  |  | 14361.399 |  | 117 | 636.4875
58485 | Rutgers, The State University of NJ | 50411 | Rutgers Biomedical and Health Cogen | NJ | Essex | GEN1 | Natural Gas Fired Combustion Turbine | GT |  | S | X | X |  |  | 3.5 | 0.96 | 3.4 | 3.7 | 2.3 | N | 1 | 2022 | OP | X | 7 | 1989 |  |  | Y | Commercial CHP | 5 | T | NG | [9 empty] | N | N |  | 1H | [20 empty] | N |  |  | N | N | N | 50411 | 158601 | 3.5 | 27930 | 5678.5177 | 31.9308 |  |  | 2021 | 6 | 3.5 | 27930 | 18556.317 | 2019 | 3.5 | 3.5 | 27930 | 18556.317 | 18556.317 | Y | 117 | 664.3866
58485 | Rutgers, The State University of NJ | 50411 | Rutgers Biomedical and Health Cogen | NJ | Essex | GEN2 | Natural Gas Fired Combustion Turbine | GT |  | S | X | X |  |  | 3.5 | 0.96 | 3.4 | 3.7 | 2.3 | N | 1 | 2022 | OP | X | 7 | 1989 |  |  | Y | Commercial CHP | 5 | T | NG | [9 empty] | N | N |  | 1H | [20 empty] | N |  |  | N | N | N | 50411 | 158601 | 3.5 | 27930 | 5678.5177 | 31.9308 |  |  | 2021 | 6 | 3.5 |  |  | 2019 | 3.5 | 3.5 |  |  | 18556.317 |  | 117 | 664.3866
58485 | Rutgers, The State University of NJ | 50411 | Rutgers Biomedical and Health Cogen | NJ | Essex | GEN3 | Natural Gas Fired Combustion Turbine | GT |  | S | X | X |  |  | 3.5 | 0.96 | 3.4 | 3.7 | 2.3 | N | 1 | 2022 | OP | X | 7 | 1989 |  |  | Y | Commercial CHP | 5 | T | NG | [9 empty] | N | N |  | 1H | [20 empty] | N |  |  | N | N | N | 50411 | 158601 | 3.5 | 27930 | 5678.5177 | 31.9308 |  |  | 2021 | 6 | 3.5 |  |  | 2019 | 3.5 | 3.5 |  |  | 18556.317 |  | 117 | 664.3866
5519 | ExxonMobil Oil Corp | 50627 | ExxonMobil Oil Joliet Refinery | IL | Will | GTG1 | Other Gases | GT |  | S | X | X |  |  | 22 | 0.8 | 22 | 22 | 6 | N |  |  | OP | X | 11 | 1987 |  |  | Y | Industrial CHP | 7 | T | OG | NG | [8 empty] | N | N |  | 12H | [23 empty] | Y | N | N | 50627 | 944293 | 22 | 111200.6 | 8491.7977 | 25.5571 |  |  | 2013 | 6 | 22 | 111200.6 | 110482.281 | 2017 | 22 | 22 | 111200.6 | 110482.281 | 110482.281 | Y | 117 | 993.5403
19691 | Paulsboro Refining Company - LLC | 50628 | Paulsboro Refinery | NJ | Gloucester | GEN1 | Natural Gas Fired Combustion Turbine | GT | UTI1 | S | X | X |  |  | 30.5 | 0.8 | 27 | 30.5 | 2 | N |  |  | OP | X | 9 | 1991 |  |  | Y | Industrial CHP | 7 | T | NG | OG | DFO |  |  |  | NG |  |  |  | N | N |  | 12H | [23 empty] | Y | N | N | 50628 | 836488 | 30.5 | 164505.9 | 5084.8511 | 28.1391 |  |  | 2019 | 11 | 30.5 | 164505.9 | 97869.096 | 2021 | 30.5 | 30.5 | 164505.9 | 97869.096 | 97869.096 | Y | 117 | 594.9276
5310 | Doswell Ltd Partnership | 52019 | Doswell Energy Center | VA | Hanover | GEN7 | Natural Gas Fired Combustion Turbine | GT |  | S | X | X | 71856761 | 71856761 | 187 | 0.9 | 170 | 188 | 74.5 | N |  |  | OP | X | 3 | 2001 |  |  | N | IPP Non-CHP | 2 | X | NG | DFO | [8 empty] | N | N |  | 1H | [23 empty] | Y | N | Y | 52019 | 10895953 | 187 | 935690.003 | 11644.8321 | 29.1558 |  |  | 2030 | 5 | 187 | 8339.4831 | 11362.09 | 2031 | 187 |  |  |  | 1274826.501 | Y | 117 | 1362.4454 | 2027
5310 | Doswell Ltd Partnership | 52019 | Doswell Energy Center | VA | Hanover | GEN8 | Natural Gas Fired Combustion Turbine | GT |  | S | X | X | 1379268472 | 1379268472 | 187 | 0.9 | 165 | 188 | 90 | N |  |  | OP | X | 3 | 2018 |  |  | N | IPP Non-CHP | 2 | X | NG | [9 empty] | N | N |  | 1H | [23 empty] | N | N | N | 52019 | 10895953 | 187 | 935690.003 | 11644.8321 | 29.1558 |  |  | 2047 | 5 |  |  |  | 2048 |  |  |  |  | 1274826.501 |  | 117 | 1362.4454 | 2027
5310 | Doswell Ltd Partnership | 52019 | Doswell Energy Center | VA | Hanover | GEN9 | Natural Gas Fired Combustion Turbine | GT |  | S | X | X | 1379268471 | 1379268471 | 187 | 0.9 | 165 | 188 | 90 | N |  |  | OP | X | 4 | 2018 |  |  | N | IPP Non-CHP | 2 | X | NG | [9 empty] | N | N |  | 1H | [23 empty] | N | N | N | 52019 | 10895953 | 187 | 935690.003 | 11644.8321 | 29.1558 |  |  | 2047 | 6 |  |  |  | 2048 |  |  |  |  | 1274826.501 |  | 117 | 1362.4454 | 2027
9348 | International Paper | 52152 | International Paper Franklin Mill | VA | Isle of Wight | GE10 | Natural Gas Fired Combustion Turbine | GT |  | S | X | X | 1075455179 | 35010337 | 46.4 | 0.85 | 38 | 59.5 | 25 | N |  |  | OP | X | 11 | 1997 |  |  | Y | Industrial CHP | 7 | T | NG | [5 empty] | NG |  |  |  | N |  |  | 12H | [23 empty] | N | N | N | 52152 | 0 | 46.4 | 0 |  | 27.4712 |  |  | 2025 | 5 | 46.4 | 0 | 0 | 2027 | 46.4 | 46.4 | 0 | 0 |  | Y | 117 | 0
56605 | Delaware City Refining Company LLC | 52193 | Delaware City Plant | DE | New Castle | CT1 | Natural Gas Fired Combustion Turbine | GT |  | S | X | X | Motiva | Motiva | 92 | 1 | 65 | 72 | 45 | N |  |  | OP | X | 5 | 2000 |  |  | Y | Industrial CHP | 7 | T | NG | [5 empty] | NG |  |  |  | N | N |  | 12H | [23 empty] | N | N |  | 52193 | 4402332 | 92 | 819584 | 5371.4226 | 29.5799 |  |  | 2029 | 12 | 92 | 819584 | 515072.844 | 2030 | 92 | 92 | 819584 | 515072.844 | 515072.844 | Y | 117 | 628.4564
56605 | Delaware City Refining Company LLC | 52193 | Delaware City Plant | DE | New Castle | CT2 | Natural Gas Fired Combustion Turbine | GT |  | S | X | X | Motiva | Motiva | 92 | 1 | 65 | 72 | 45 | N |  |  | OP | X | 5 | 2000 |  |  | Y | Industrial CHP | 7 | T | NG | [5 empty] | NG |  |  |  | N | N |  | 12H | [23 empty] | N | N |  | 52193 | 4402332 | 92 | 819584 | 5371.4226 | 29.5799 |  |  | 2029 | 12 | 92 |  |  | 2030 | 92 | 92 |  |  | 515072.844 |  | 117 | 628.4564
19528 | University of Illinois | 54044 | University of Illinois Cogen Facility | IL | Cook | CT1 | Natural Gas Fired Combustion Turbine | GT |  | S | X | X |  |  | 7.8 | 0.86 | 6.4 | 7.8 | 0.5 | N |  |  | OP | X | 1 | 2002 |  |  | Y | Commercial CHP | 5 | T | NG | [9 empty] | N | N |  | 1H | [20 empty] | N |  |  | N | N |  | 54044 | 458311 | 7.8 | 59110.66 | 7753.4407 | 24.1591 |  |  | 2026 | 3 | 7.8 | 59110.66 | 53622.387 | 2032 | 7.8 | 7.8 | 59110.66 | 53622.387 | 53622.387 | Y | 117 | 907.1526
19528 | University of Illinois | 54044 | University of Illinois Cogen Facility | IL | Cook | CT2 | Natural Gas Fired Combustion Turbine | GT |  | S | X | X |  |  | 7.8 | 0.86 | 6.4 | 7.8 | 0.5 | N |  |  | OP | X | 1 | 2002 |  |  | Y | Commercial CHP | 5 | T | NG | [9 empty] | N | N |  | 1H | [20 empty] | N |  |  | N | N | N | 54044 | 458311 | 7.8 | 59110.66 | 7753.4407 | 24.1591 |  |  | 2026 | 3 | 7.8 |  |  | 2032 | 7.8 | 7.8 |  |  | 53622.387 |  | 117 | 907.1526
19528 | University of Illinois | 54044 | University of Illinois Cogen Facility | IL | Cook | CT3 | Natural Gas Fired Combustion Turbine | GT |  | S | X | X |  |  | 7.8 | 0.86 | 6.4 | 7.8 | 0.5 | N |  |  | OP | X | 1 | 2002 |  |  | Y | Commercial CHP | 5 | T | NG | [9 empty] | N | N |  | 1H | [20 empty] | N |  |  | N | N | N | 54044 | 458311 | 7.8 | 59110.66 | 7753.4407 | 24.1591 |  |  | 2026 | 3 | 7.8 |  |  | 2032 | 7.8 | 7.8 |  |  | 53622.387 |  | 117 | 907.1526
2265 | Bristol-Myers Squibb Co | 54829 | Bristol Myers Squibb New Brunswick | NJ | Middlesex | GEN1 | Natural Gas Fired Combustion Turbine | GT |  | S | X | X |  |  | 9.5 | 0.8 | 8.8 | 10.5 | 5.8 | N |  |  | OP | X | 7 | 1992 |  |  | Y | Industrial CHP | 7 | T | NG | DFO |  |  |  |  | NG |  |  |  | N | N |  | 1H | [20 empty] | N |  |  | Y | N | Y | 54829 | 271393 | 9.5 | 55649 | 4876.8711 | 31.4669 |  |  | 2024 | 1 | 9.5 | 55649 | 31752.981 | 2022 | 9.5 | 9.5 | 55649 | 31752.981 | 31752.981 | Y | 117 | 570.5939
16124 | Riverside Generating Co LLC | 55198 | Riverside Generating LLC | KY | Lawrence | GTG1 | Natural Gas Fired Combustion Turbine | GT |  | S | X | X | AEP RIVERSIDE 1CT (DYN) | AEP RIVERSIDE 1CT (DYN) | 230 | 0.85 | 165 | 190 | 120 | N |  |  | OP | X | 7 | 2001 |  |  | N | IPP Non-CHP | 2 | X | NG | [9 empty] | N | N |  | 1H | [23 empty] | N | N | N | 55198 | 8737908 | 230 | 650913 | 13424.0797 | 38.1828 |  |  | 2039 | 9 | 230 | 390547.8 | 613401.1416 | 2031 | 230 |  |  |  | 1022335.236 | Y | 117 | 1570.6173 | 2027
16124 | Riverside Generating Co LLC | 55198 | Riverside Generating LLC | KY | Lawrence | GTG2 | Natural Gas Fired Combustion Turbine | GT |  | S | X | X | AEP RIVERSIDE 2CT (DYN) | AEP RIVERSIDE 2CT (DYN) | 230 | 0.85 | 165 | 190 | 120 | N |  |  | OP | X | 7 | 2001 |  |  | N | IPP Non-CHP | 2 | X | NG | [9 empty] | N | N |  | 1H | [23 empty] | N | N | N | 55198 | 8737908 | 230 | 650913 | 13424.0797 | 38.1828 |  |  | 2039 | 9 | 230 |  |  | 2031 | 230 |  |  |  | 1022335.236 |  | 117 | 1570.6173 | 2027
16124 | Riverside Generating Co LLC | 55198 | Riverside Generating LLC | KY | Lawrence | GTG3 | Natural Gas Fired Combustion Turbine | GT |  | S | X | X | AEP RIVERSIDE 3CT (DYN) | AEP RIVERSIDE 3CT (DYN) | 230 | 0.85 | 165 | 190 | 120 | N |  |  | OP | X | 7 | 2001 |  |  | N | IPP Non-CHP | 2 | X | NG | [9 empty] | N | N |  | 1H | [23 empty] | N | N | N | 55198 | 8737908 | 230 | 650913 | 13424.0797 | 38.1828 |  |  | 2039 | 9 | 230 |  |  | 2031 | 230 |  |  |  | 1022335.236 |  | 117 | 1570.6173 | 2027
16124 | Riverside Generating Co LLC | 55198 | Riverside Generating LLC | KY | Lawrence | GTG4 | Natural Gas Fired Combustion Turbine | GT |  | S | X | X | AEP FOOT HILLS 4 CT | AEP FOOT HILLS 4 CT | 230 | 0.85 | 165 | 190 | 120 | N |  |  | OP | X | 6 | 2002 |  |  | N | IPP Non-CHP | 2 | X | NG | [9 empty] | N | N |  | 1H | [23 empty] | N | N | N | 55198 | 8737908 | 230 | 650913 | 13424.0797 | 38.1828 |  |  | 2040 | 8 |  |  |  | 2032 | 230 |  |  |  | 1022335.236 |  | 117 | 1570.6173 | 2027
16124 | Riverside Generating Co LLC | 55198 | Riverside Generating LLC | KY | Lawrence | GTG5 | Natural Gas Fired Combustion Turbine | GT |  | S | X | X | AEP FOOT HILLS 5 CT | AEP FOOT HILLS 5 CT | 230 | 0.85 | 165 | 190 | 120 | N |  |  | OP | X | 6 | 2002 |  |  | N | IPP Non-CHP | 2 | X | NG | [9 empty] | N | N |  | 1H | [23 empty] | N | N | N | 55198 | 8737908 | 230 | 650913 | 13424.0797 | 38.1828 |  |  | 2040 | 8 |  |  |  | 2032 | 230 |  |  |  | 1022335.236 |  | 117 | 1570.6173 | 2027
5259 | Elwood Energy LLC | 55199 | Elwood Energy LLC | IL | Will | GT1 | Natural Gas Fired Combustion Turbine | GT |  | W | X | X |  |  | 192 | 0.85 | 150 | 192 | 100 | N |  |  | OP | X | 7 | 1999 |  |  | N | IPP Non-CHP | 2 | X | NG | [9 empty] | N | N |  | 12H | [23 empty] | N | N | N | 55199 | 1891357 | 192 | 158559 | 11928.4115 | 20.6234 |  |  | 2020 | 2 | 192 | 158559 | 221288.769 | 2029 | 192 | 192 | 158559 | 221288.769 | 221288.769 | Y | 117 | 1395.6241 | 2027
5259 | Elwood Energy LLC | 55199 | Elwood Energy LLC | IL | Will | GT2 | Natural Gas Fired Combustion Turbine | GT |  | W | X | X |  |  | 192 | 0.85 | 150 | 192 | 100 | N |  |  | OP | X | 7 | 1999 |  |  | N | IPP Non-CHP | 2 | X | NG | [9 empty] | N | N |  | 12H | [23 empty] | N | N | N | 55199 | 1891357 | 192 | 158559 | 11928.4115 | 20.6234 |  |  | 2020 | 2 | 192 |  |  | 2029 | 192 | 192 |  |  | 221288.769 |  | 117 | 1395.6241 | 2027
5259 | Elwood Energy LLC | 55199 | Elwood Energy LLC | IL | Will | GT3 | Natural Gas Fired Combustion Turbine | GT |  | W | X | X |  |  | 192 | 0.85 | 150 | 192 | 100 | N |  |  | OP | X | 7 | 1999 |  |  | N | IPP Non-CHP | 2 | X | NG | [9 empty] | N | N |  | 12H | [23 empty] | N | N | N | 55199 | 1891357 | 192 | 158559 | 11928.4115 | 20.6234 |  |  | 2020 | 2 | 192 |  |  | 2029 | 192 | 192 |  |  | 221288.769 |  | 117 | 1395.6241 | 2027
5259 | Elwood Energy LLC | 55199 | Elwood Energy LLC | IL | Will | GT4 | Natural Gas Fired Combustion Turbine | GT |  | W | X | X |  |  | 192 | 0.85 | 150 | 192 | 100 | N |  |  | OP | X | 7 | 1999 |  |  | N | IPP Non-CHP | 2 | X | NG | [9 empty] | N | N |  | 12H | [23 empty] | N | N | N | 55199 | 1891357 | 192 | 158559 | 11928.4115 | 20.6234 |  |  | 2020 | 2 | 192 |  |  | 2029 | 192 | 192 |  |  | 221288.769 |  | 117 | 1395.6241 | 2027
5259 | Elwood Energy LLC | 55199 | Elwood Energy LLC | IL | Will | GT5 | Natural Gas Fired Combustion Turbine | GT |  | W | X | X |  |  | 192 | 0.85 | 150 | 192 | 100 | N |  |  | OP | X | 7 | 2001 |  |  | N | IPP Non-CHP | 2 | X | NG | [9 empty] | N | N |  | 12H | [23 empty] | N | N | N | 55199 | 1891357 | 192 | 158559 | 11928.4115 | 20.6234 |  |  | 2022 | 2 | 192 |  |  | 2031 | 192 | 192 |  |  | 221288.769 |  | 117 | 1395.6241 | 2027
5259 | Elwood Energy LLC | 55199 | Elwood Energy LLC | IL | Will | GT6 | Natural Gas Fired Combustion Turbine | GT |  | W | X | X |  |  | 192 | 0.85 | 150 | 192 | 100 | N |  |  | OP | X | 7 | 2001 |  |  | N | IPP Non-CHP | 2 | X | NG | [9 empty] | N | N |  | 12H | [23 empty] | N | N | N | 55199 | 1891357 | 192 | 158559 | 11928.4115 | 20.6234 |  |  | 2022 | 2 | 192 |  |  | 2031 | 192 | 192 |  |  | 221288.769 |  | 117 | 1395.6241 | 2027
5259 | Elwood Energy LLC | 55199 | Elwood Energy LLC | IL | Will | GT7 | Natural Gas Fired Combustion Turbine | GT |  | W | X | X |  |  | 192 | 0.85 | 150 | 192 | 100 | N |  |  | OP | X | 8 | 2001 |  |  | N | IPP Non-CHP | 2 | X | NG | [9 empty] | N | N |  | 12H | [23 empty] | N | N | N | 55199 | 1891357 | 192 | 158559 | 11928.4115 | 20.6234 |  |  | 2022 | 3 | 192 |  |  | 2031 | 192 | 192 |  |  | 221288.769 |  | 117 | 1395.6241 | 2027
5259 | Elwood Energy LLC | 55199 | Elwood Energy LLC | IL | Will | GT8 | Natural Gas Fired Combustion Turbine | GT |  | W | X | X |  |  | 192 | 0.85 | 150 | 192 | 100 | N |  |  | OP | X | 8 | 2001 |  |  | N | IPP Non-CHP | 2 | X | NG | [9 empty] | N | N |  | 12H | [23 empty] | N | N | N | 55199 | 1891357 | 192 | 158559 | 11928.4115 | 20.6234 |  |  | 2022 | 3 | 192 |  |  | 2031 | 192 | 192 |  |  | 221288.769 |  | 117 | 1395.6241 | 2027
5259 | Elwood Energy LLC | 55199 | Elwood Energy LLC | IL | Will | GT9 | Natural Gas Fired Combustion Turbine | GT |  | W | X | X |  |  | 192 | 0.85 | 150 | 192 | 100 | N |  |  | OP | X | 7 | 2001 |  |  | N | IPP Non-CHP | 2 | X | NG | [9 empty] | N | N |  | 12H | [23 empty] | N | N | N | 55199 | 1891357 | 192 | 158559 | 11928.4115 | 20.6234 |  |  | 2022 | 2 | 192 |  |  | 2031 | 192 | 192 |  |  | 221288.769 |  | 117 | 1395.6241 | 2027
733 | Appalachian Power Co | 55276 | Ceredo Generating Station | WV | Wayne | 1 | Natural Gas Fired Combustion Turbine | GT |  | S | X | X |  |  | 86.5 | 0.85 | 75 | 86 | 64 | N |  |  | OP | X | 6 | 2001 |  |  | N | Electric Utility | 1 | X | NG | [9 empty] | N | N |  | 1H | [23 empty] | N | N | N | 55276 | 4870969 | 86.5 | 398273 | 12230.2265 | 31.0103 |  |  | 2032 | 6 | 86.5 | 398273 | 569903.373 | 2031 | 86.5 |  |  |  | 569903.373 | Y | 117 | 1430.9365 | 2027
733 | Appalachian Power Co | 55276 | Ceredo Generating Station | WV | Wayne | 2 | Natural Gas Fired Combustion Turbine | GT |  | S | X | X |  |  | 86.5 | 0.85 | 75 | 86 | 64 | N |  |  | OP | X | 6 | 2001 |  |  | N | Electric Utility | 1 | X | NG | [9 empty] | N | N |  | 1H | [23 empty] | N | N | N | 55276 | 4870969 | 86.5 | 398273 | 12230.2265 | 31.0103 |  |  | 2032 | 6 | 86.5 |  |  | 2031 | 86.5 |  |  |  | 569903.373 |  | 117 | 1430.9365 | 2027
733 | Appalachian Power Co | 55276 | Ceredo Generating Station | WV | Wayne | 3 | Natural Gas Fired Combustion Turbine | GT |  | S | X | X |  |  | 86.5 | 0.85 | 75 | 86 | 64 | N |  |  | OP | X | 6 | 2001 |  |  | N | Electric Utility | 1 | X | NG | [9 empty] | N | N |  | 1H | [23 empty] | N | N | N | 55276 | 4870969 | 86.5 | 398273 | 12230.2265 | 31.0103 |  |  | 2032 | 6 | 86.5 |  |  | 2031 | 86.5 |  |  |  | 569903.373 |  | 117 | 1430.9365 | 2027
733 | Appalachian Power Co | 55276 | Ceredo Generating Station | WV | Wayne | 4 | Natural Gas Fired Combustion Turbine | GT |  | S | X | X |  |  | 86.5 | 0.85 | 75 | 86 | 64 | N |  |  | OP | X | 6 | 2001 |  |  | N | Electric Utility | 1 | X | NG | [9 empty] | N | N |  | 1H | [23 empty] | N | N | N | 55276 | 4870969 | 86.5 | 398273 | 12230.2265 | 31.0103 |  |  | 2032 | 6 | 86.5 |  |  | 2031 | 86.5 |  |  |  | 569903.373 |  | 117 | 1430.9365 | 2027
733 | Appalachian Power Co | 55276 | Ceredo Generating Station | WV | Wayne | 5 | Natural Gas Fired Combustion Turbine | GT |  | S | X | X |  |  | 86.5 | 0.85 | 75 | 86 | 64 | N |  |  | OP | X | 6 | 2001 |  |  | N | Electric Utility | 1 | X | NG | [9 empty] | N | N |  | 1H | [23 empty] | N | N | N | 55276 | 4870969 | 86.5 | 398273 | 12230.2265 | 31.0103 |  |  | 2032 | 6 | 86.5 |  |  | 2031 | 86.5 |  |  |  | 569903.373 |  | 117 | 1430.9365 | 2027
733 | Appalachian Power Co | 55276 | Ceredo Generating Station | WV | Wayne | 6 | Natural Gas Fired Combustion Turbine | GT |  | S | X | X |  |  | 86.5 | 0.85 | 75 | 86 | 64 | N |  |  | OP | X | 6 | 2001 |  |  | N | Electric Utility | 1 | X | NG | [9 empty] | N | N |  | 1H | [23 empty] | N | N | N | 55276 | 4870969 | 86.5 | 398273 | 12230.2265 | 31.0103 |  |  | 2032 | 6 | 86.5 |  |  | 2031 | 86.5 |  |  |  | 569903.373 |  | 117 | 1430.9365 | 2027
60503 | Aurora Generation LLC | 55279 | Aurora | IL | DuPage | CTG1 | Natural Gas Fired Combustion Turbine | GT |  | S | X | X | 32417775 | 32417775 | 180.8 | 0.85 | 171.4 | 197 | 90 | N |  |  | OP | X | 6 | 2002 |  |  | N | IPP Non-CHP | 2 | X | NG | [9 empty] | N | N |  | 1H | [23 empty] | N | N | N | 55279 | 3564744 | 180.8 | 339135 | 10511.2831 | 38.5865 |  |  | 2041 | 1 |  |  |  | 2032 | 180.8 |  | 113336.4067 | 139383.3939 | 417075.048 | Y | 117 | 1229.8201 | 2035
60503 | Aurora Generation LLC | 55279 | Aurora | IL | DuPage | CTG10 | Natural Gas Fired Combustion Turbine | GT |  | S | X | X | 32417773 | 32417773 | 60.5 | 0.85 | 49.8 | 51.5 | 23 | N |  |  | OP | X | 6 | 2001 |  |  | N | IPP Non-CHP | 2 | X | NG | [9 empty] | N | N |  | 10M | [23 empty] | N | N | N | 55279 | 3564744 | 60.5 | 339135 | 10511.2831 | 22.49 |  |  | 2023 | 12 | 60.5 | 169786.0551 | 208806.3074 | 2031 | 60.5 | 60.5 |  |  | 417075.048 |  | 117 | 1229.8201 | 2035
60503 | Aurora Generation LLC | 55279 | Aurora | IL | DuPage | CTG2 | Natural Gas Fired Combustion Turbine | GT |  | S | X | X | 32417777 | 32417777 | 180.8 | 0.85 | 168.3 | 192 | 90 | N |  |  | OP | X | 6 | 2001 |  |  | N | IPP Non-CHP | 2 | X | NG | [9 empty] | N | N |  | 1H | [23 empty] | N | N | N | 55279 | 3564744 | 180.8 | 339135 | 10511.2831 | 38.5865 |  |  | 2040 | 1 |  |  |  | 2031 | 180.8 |  |  |  | 417075.048 |  | 117 | 1229.8201 | 2035
60503 | Aurora Generation LLC | 55279 | Aurora | IL | DuPage | CTG3 | Natural Gas Fired Combustion Turbine | GT |  | S | X | X | 32417779 | 32417779 | 180.8 | 0.85 | 165 | 192 | 90 | N |  |  | OP | X | 6 | 2001 |  |  | N | IPP Non-CHP | 2 | X | NG | [9 empty] | N | N |  | 1H | [23 empty] | N | N | N | 55279 | 3564744 | 180.8 | 339135 | 10511.2831 | 38.5865 |  |  | 2040 | 1 |  |  |  | 2031 | 180.8 |  |  |  | 417075.048 |  | 117 | 1229.8201 | 2035
60503 | Aurora Generation LLC | 55279 | Aurora | IL | DuPage | CTG4 | Natural Gas Fired Combustion Turbine | GT |  | S | X | X | 32417781 | 32417781 | 180.8 | 0.85 | 164.3 | 192 | 90 | N |  |  | OP | X | 5 | 2001 |  |  | N | IPP Non-CHP | 2 | X | NG | [9 empty] | N | N |  | 1H | [23 empty] | N | N | N | 55279 | 3564744 | 180.8 | 339135 | 10511.2831 | 38.5865 |  |  | 2039 | 12 | 180.8 |  |  | 2031 | 180.8 |  |  |  | 417075.048 |  | 117 | 1229.8201 | 2035
60503 | Aurora Generation LLC | 55279 | Aurora | IL | DuPage | CTG5 | Natural Gas Fired Combustion Turbine | GT |  | S | X | X | 32417763 | 32417763 | 60.5 | 0.85 | 48 | 51.5 | 23 | N |  |  | OP | X | 5 | 2001 |  |  | N | IPP Non-CHP | 2 | X | NG | [9 empty] | N | N |  | 10M | [23 empty] | N | N | N | 55279 | 3564744 | 60.5 | 339135 | 10511.2831 | 22.49 |  |  | 2023 | 11 | 60.5 |  |  | 2031 | 60.5 | 60.5 |  |  | 417075.048 |  | 117 | 1229.8201 | 2035
60503 | Aurora Generation LLC | 55279 | Aurora | IL | DuPage | CTG6 | Natural Gas Fired Combustion Turbine | GT |  | S | X | X | 32417765 | 32417765 | 60.5 | 0.85 | 49.6 | 51.5 | 23 | N |  |  | OP | X | 5 | 2001 |  |  | N | IPP Non-CHP | 2 | X | NG | [9 empty] | N | N |  | 10M | [23 empty] | N | N | N | 55279 | 3564744 | 60.5 | 339135 | 10511.2831 | 22.49 |  |  | 2023 | 11 | 60.5 |  |  | 2031 | 60.5 | 60.5 |  |  | 417075.048 |  | 117 | 1229.8201 | 2035
60503 | Aurora Generation LLC | 55279 | Aurora | IL | DuPage | CTG7 | Natural Gas Fired Combustion Turbine | GT |  | S | X | X | 32417767 | 32417767 | 60.5 | 0.85 | 50.1 | 51.5 | 23 | N |  |  | OP | X | 6 | 2001 |  |  | N | IPP Non-CHP | 2 | X | NG | [9 empty] | N | N |  | 10M | [23 empty] | N | N | N | 55279 | 3564744 | 60.5 | 339135 | 10511.2831 | 22.49 |  |  | 2023 | 12 | 60.5 |  |  | 2031 | 60.5 | 60.5 |  |  | 417075.048 |  | 117 | 1229.8201 | 2035
60503 | Aurora Generation LLC | 55279 | Aurora | IL | DuPage | CTG8 | Natural Gas Fired Combustion Turbine | GT |  | S | X | X | 32417769 | 32417769 | 60.5 | 0.85 | 50.2 | 51.5 | 23 | N |  |  | OP | X | 5 | 2001 |  |  | N | IPP Non-CHP | 2 | X | NG | [9 empty] | N | N |  | 10M | [23 empty] | N | N | N | 55279 | 3564744 | 60.5 | 339135 | 10511.2831 | 22.49 |  |  | 2023 | 11 | 60.5 |  |  | 2031 | 60.5 | 60.5 |  |  | 417075.048 |  | 117 | 1229.8201 | 2035
60503 | Aurora Generation LLC | 55279 | Aurora | IL | DuPage | CTG9 | Natural Gas Fired Combustion Turbine | GT |  | S | X | X | 32417771 | 32417771 | 60.5 | 0.85 | 50.7 | 51.5 | 23 | N |  |  | OP | X | 6 | 2001 |  |  | N | IPP Non-CHP | 2 | X | NG | [9 empty] | N | N |  | 10M | [23 empty] | N | N | N | 55279 | 3564744 | 60.5 | 339135 | 10511.2831 | 22.49 |  |  | 2023 | 12 | 60.5 |  |  | 2031 | 60.5 | 60.5 |  |  | 417075.048 |  | 117 | 1229.8201 | 2035
56412 | Armstrong Power LLC | 55347 | Armstrong | PA | Armstrong | 1 | Natural Gas Fired Combustion Turbine | GT |  | S | X | X | SBEND 18kv-ct1 | SBEND 18kv-ct1 | 172 | 0.85 | 168.4 | 208.9 | 100 | N |  |  | OP | X | 5 | 2002 |  |  | N | IPP Non-CHP | 2 | X | NG | DFO | [8 empty] | N | N |  | 1H | [23 empty] | Y | N | Y | 55347 | 13886128 | 172 | 1316901.964 | 10544.5419 | 38.3415 |  |  | 2040 | 9 |  |  |  | 2032 | 172 |  |  |  | 1624676.976 | Y | 117 | 1233.7114 | 2035
56412 | Armstrong Power LLC | 55347 | Armstrong | PA | Armstrong | 2 | Natural Gas Fired Combustion Turbine | GT |  | S | X | X | SBEND 18kv-ct2 | SBEND 18kv-ct2 | 172 | 0.85 | 163.6 | 202.9 | 100 | N |  |  | OP | X | 5 | 2002 |  |  | N | IPP Non-CHP | 2 | X | NG | DFO | [8 empty] | N | N |  | 1H | [23 empty] | Y | N | Y | 55347 | 13886128 | 172 | 1316901.964 | 10544.5419 | 38.3415 |  |  | 2040 | 9 |  |  |  | 2032 | 172 |  |  |  | 1624676.976 |  | 117 | 1233.7114 | 2035
56412 | Armstrong Power LLC | 55347 | Armstrong | PA | Armstrong | 3 | Natural Gas Fired Combustion Turbine | GT |  | S | X | X | SBEND 18kv-ct3 | SBEND 18kv-ct3 | 172 | 0.85 | 169 | 209.6 | 100 | N |  |  | OP | X | 5 | 2002 |  |  | N | IPP Non-CHP | 2 | X | NG | DFO | [8 empty] | N | N |  | 1H | [23 empty] | Y | N | Y | 55347 | 13886128 | 172 | 1316901.964 | 10544.5419 | 38.3415 |  |  | 2040 | 9 |  |  |  | 2032 | 172 |  |  |  | 1624676.976 |  | 117 | 1233.7114 | 2035
56412 | Armstrong Power LLC | 55347 | Armstrong | PA | Armstrong | 4 | Natural Gas Fired Combustion Turbine | GT |  | S | X | X | SBEND 18kv-ct4 | SBEND 18kv-ct4 | 172 | 0.85 | 169.7 | 208.3 | 100 | N |  |  | OP | X | 5 | 2002 |  |  | N | IPP Non-CHP | 2 | X | NG | DFO | [8 empty] | N | N |  | 1H | [23 empty] | Y | N | Y | 55347 | 13886128 | 172 | 1316901.964 | 10544.5419 | 38.3415 |  |  | 2040 | 9 |  |  |  | 2032 | 172 |  |  |  | 1624676.976 |  | 117 | 1233.7114 | 2035
55749 | Pleasants Energy LLC | 55349 | Pleasants Energy LLC | WV | Pleasants | 1 | Natural Gas Fired Combustion Turbine | GT |  | W | X | X | OakGrove 1 | OakGrove 1 | 172 | 0.85 | 171.6 | 171.6 | 105 | N |  |  | OP | X | 3 | 2002 |  |  | N | IPP Non-CHP | 2 | X | NG | DFO | [8 empty] | N | N |  | 1H | [23 empty] | Y | N | Y | 55349 | 9545677 | 172 | 906926.999 | 10525.2981 | 38.3415 |  |  | 2040 | 7 |  |  |  | 2032 | 172 |  |  |  | 1116844.209 | Y | 117 | 1231.4599 | 2035
55749 | Pleasants Energy LLC | 55349 | Pleasants Energy LLC | WV | Pleasants | 2 | Natural Gas Fired Combustion Turbine | GT |  | W | X | X | Oakgrove 2 | Oakgrove 2 | 172 | 0.85 | 167.9 | 167.9 | 105 | N |  |  | OP | X | 3 | 2002 |  |  | N | IPP Non-CHP | 2 | X | NG | DFO | [8 empty] | N | N |  | 1H | [23 empty] | Y | N | Y | 55349 | 9545677 | 172 | 906926.999 | 10525.2981 | 38.3415 |  |  | 2040 | 7 |  |  |  | 2032 | 172 |  |  |  | 1116844.209 |  | 117 | 1231.4599 | 2035
4194 | Commonwealth Chesapeake Co LLC | 55381 | Commonwealth Chesapeake | VA | Accomack | UNT1 | Petroleum Liquids | GT |  | W | X | X | 93150 | 93150 | 57.5 | 0.85 | 45.9 | 47.2 | 35 | N |  |  | SB | Y | 8 | 2000 |  |  | N | IPP Non-CHP | 2 | X | DFO | [5 empty] | DFO |  |  |  | N | N |  | 1H | [23 empty] | N |  |  | 55381 | 559340 | 57.5 | 55864 | 10012.5304 | 24.4714 |  |  | 2025 | 2 | 57.5 | 55864 | 91424.123 | 2030 | 57.5 | 57.5 | 55864 | 91424.123 | 91424.123 | Y | 163.45 | 1636.5481 | 2027
4194 | Commonwealth Chesapeake Co LLC | 55381 | Commonwealth Chesapeake | VA | Accomack | UNT2 | Petroleum Liquids | GT |  | W | X | X | 93151 | 93151 | 57.5 | 0.85 | 44.6 | 47.7 | 35 | N |  |  | SB | Y | 9 | 2000 |  |  | N | IPP Non-CHP | 2 | X | DFO | [5 empty] | DFO |  |  |  | N | N |  | 1H | [23 empty] | N |  |  | 55381 | 559340 | 57.5 | 55864 | 10012.5304 | 24.4714 |  |  | 2025 | 3 | 57.5 |  |  | 2030 | 57.5 | 57.5 |  |  | 91424.123 |  | 163.45 | 1636.5481 | 2027
4194 | Commonwealth Chesapeake Co LLC | 55381 | Commonwealth Chesapeake | VA | Accomack | UNT3 | Petroleum Liquids | GT |  | W | X | X | 93152 | 93152 | 57.5 | 0.85 | 45.3 | 46.9 | 35 | N |  |  | SB | Y | 9 | 2000 |  |  | N | IPP Non-CHP | 2 | X | DFO | [5 empty] | DFO |  |  |  | N | N |  | 1H | [23 empty] | N |  |  | 55381 | 559340 | 57.5 | 55864 | 10012.5304 | 24.4714 |  |  | 2025 | 3 | 57.5 |  |  | 2030 | 57.5 | 57.5 |  |  | 91424.123 |  | 163.45 | 1636.5481 | 2027
4194 | Commonwealth Chesapeake Co LLC | 55381 | Commonwealth Chesapeake | VA | Accomack | UNT4 | Petroleum Liquids | GT |  | W | X | X | 1048078 | 1048078 | 57.5 | 0.85 | 44.6 | 45.5 | 35 | N |  |  | SB | Y | 6 | 2001 |  |  | N | IPP Non-CHP | 2 | X | DFO | [5 empty] | DFO |  |  |  | N | N |  | 1H | [23 empty] | N |  |  | 55381 | 559340 | 57.5 | 55864 | 10012.5304 | 24.4714 |  |  | 2025 | 12 | 57.5 |  |  | 2031 | 57.5 | 57.5 |  |  | 91424.123 |  | 163.45 | 1636.5481 | 2027
4194 | Commonwealth Chesapeake Co LLC | 55381 | Commonwealth Chesapeake | VA | Accomack | UNT5 | Petroleum Liquids | GT |  | W | X | X | 1048079 | 1048079 | 57.5 | 0.85 | 46 | 47.1 | 35 | N |  |  | SB | Y | 6 | 2001 |  |  | N | IPP Non-CHP | 2 | X | DFO | [5 empty] | DFO |  |  |  | N | N |  | 1H | [23 empty] | N |  |  | 55381 | 559340 | 57.5 | 55864 | 10012.5304 | 24.4714 |  |  | 2025 | 12 | 57.5 |  |  | 2031 | 57.5 | 57.5 |  |  | 91424.123 |  | 163.45 | 1636.5481 | 2027
4194 | Commonwealth Chesapeake Co LLC | 55381 | Commonwealth Chesapeake | VA | Accomack | UNT6 | Petroleum Liquids | GT |  | W | X | X | 104080 | 104080 | 57.5 | 0.85 | 45.8 | 45.9 | 35 | N |  |  | SB | Y | 6 | 2001 |  |  | N | IPP Non-CHP | 2 | X | DFO | [5 empty] | DFO |  |  |  | N | N |  | 1H | [23 empty] | N |  |  | 55381 | 559340 | 57.5 | 55864 | 10012.5304 | 24.4714 |  |  | 2025 | 12 | 57.5 |  |  | 2031 | 57.5 | 57.5 |  |  | 91424.123 |  | 163.45 | 1636.5481 | 2027
4194 | Commonwealth Chesapeake Co LLC | 55381 | Commonwealth Chesapeake | VA | Accomack | UNT7 | Petroleum Liquids | GT |  | W | X | X | 104081 | 104081 | 57.5 | 0.85 | 44.3 | 46.7 | 35 | N |  |  | SB | Y | 8 | 2001 |  |  | N | IPP Non-CHP | 2 | X | DFO | [5 empty] | DFO |  |  |  | N | N |  | 1H | [23 empty] | N |  |  | 55381 | 559340 | 57.5 | 55864 | 10012.5304 | 24.4714 |  |  | 2026 | 2 | 57.5 |  |  | 2031 | 57.5 | 57.5 |  |  | 91424.123 |  | 163.45 | 1636.5481 | 2027
55917 | National Institutes of Health | 56668 | NIH Cogeneration Facility | MD | Montgomery | CGT | Natural Gas Fired Combustion Turbine | GT |  | S | X | X |  |  | 28 | 0.85 | 27.6 | 28.4 | 15 | N |  |  | OP | X | 11 | 2018 |  |  | N | Commercial Non-CHP | 4 | X | NG | [9 empty] | N | N |  | 12H | [23 empty] | N | N |  | 56668 | 1683330 | 28 | 140807 | 11954.8744 | 16.1317 |  |  | 2035 | 1 | 28 | 140807 | 196949.61 | 2048 |  |  |  |  | 196949.61 | Y | 117 | 1398.7203 | 2027
54842 | WM Renewable Energy LLC | 57022 | Waste Management King George LFGTE | VA | King George | GEN1 | Landfill Gas | GT |  | S | X | X | PNODE74008741 | PNODE74008741 | 3.3 | 0.98 | 2.8 | 3.2 | 1 | N |  |  | OP | X | 5 | 2010 |  |  | N | IPP Non-CHP | 2 | X | LFG | [12 empty] | 1H | [23 empty] | N | N | N | 57022 | 1383266 | 3.3 | 77678 | 17807.6933 | 17.5175 |  |  | 2027 | 11 | 3.3 | 77678 | 161842.122 | 2040 |  | 3.3 | 77678 | 161842.122 | 161842.122 | Y | 117 | 2083.5001 | 2024
54842 | WM Renewable Energy LLC | 57022 | Waste Management King George LFGTE | VA | King George | GEN2 | Landfill Gas | GT |  | S | X | X | PNODE74008741 | PNODE74008741 | 3.3 | 0.98 | 2.8 | 3.2 | 1 | N |  |  | OP | X | 5 | 2010 |  |  | N | IPP Non-CHP | 2 | X | LFG | [12 empty] | 1H | [23 empty] | N | N | N | 57022 | 1383266 | 3.3 | 77678 | 17807.6933 | 17.5175 |  |  | 2027 | 11 | 3.3 |  |  | 2040 |  | 3.3 |  |  | 161842.122 |  | 117 | 2083.5001 | 2024
54842 | WM Renewable Energy LLC | 57022 | Waste Management King George LFGTE | VA | King George | GEN3 | Landfill Gas | GT |  | S | X | X | PNODE74008741 | PNODE74008741 | 3.3 | 0.98 | 2.8 | 3.2 | 1 | N |  |  | OP | X | 5 | 2010 |  |  | N | IPP Non-CHP | 2 | X | LFG | [12 empty] | 1H | [23 empty] | N | N | N | 57022 | 1383266 | 3.3 | 77678 | 17807.6933 | 17.5175 |  |  | 2027 | 11 | 3.3 |  |  | 2040 |  | 3.3 |  |  | 161842.122 |  | 117 | 2083.5001 | 2024
54842 | WM Renewable Energy LLC | 57022 | Waste Management King George LFGTE | VA | King George | GEN4 | Landfill Gas | GT |  | S | X | X | PNODE74008741 | PNODE74008741 | 3.3 | 0.98 | 2.9 | 3.3 | 1 | N |  |  | OP | X | 6 | 2011 |  |  | N | IPP Non-CHP | 2 | X | LFG | [9 empty] | N |  |  | 1H | [23 empty] | N | N | N | 57022 | 1383266 | 3.3 | 77678 | 17807.6933 | 17.5175 |  |  | 2028 | 12 | 3.3 |  |  | 2041 |  | 3.3 |  |  | 161842.122 |  | 117 | 2083.5001 | 2024
57103 | US GSA Heating and Transmission | 57788 | US GSA Heating and Transmission | DC | District of Columbia | TG1 | Natural Gas Fired Combustion Turbine | GT |  | S | X | X |  |  | 5.4 | 0.97 | 4.5 | 5 | 3 | N |  |  | OP | X | 7 | 2004 |  |  | Y | Commercial CHP | 5 | T | NG | DFO | [8 empty] | N | N |  | 12H | [23 empty] | Y | N | Y | 57788 | 130771 | 5.4 | 11268.04 | 11605.4789 | 21.3972 |  |  | 2025 | 12 | 5.4 | 11268.04 | 15300.207 | 2034 | 5.4 | 5.4 | 11268.04 | 15300.207 | 15300.207 | Y | 117 | 1357.841 | 2027
57103 | US GSA Heating and Transmission | 57788 | US GSA Heating and Transmission | DC | District of Columbia | TG2 | Natural Gas Fired Combustion Turbine | GT |  | S | X | X |  |  | 5.4 | 0.95 | 4.5 | 5 | 3 | N |  |  | OP | X | 7 | 2004 |  |  | Y | Commercial CHP | 5 | T | NG | DFO | [8 empty] | N | N |  | 12H | [23 empty] | Y | N | Y | 57788 | 130771 | 5.4 | 11268.04 | 11605.4789 | 21.3972 |  |  | 2025 | 12 | 5.4 |  |  | 2034 | 5.4 | 5.4 |  |  | 15300.207 |  | 117 | 1357.841 | 2027
57436 | Molson Coors Shenandoah Brewery | 58057 | Molson Coors Shenandoah Brewery | VA | Rockingham | WWTP | Other Waste Biomass | GT |  | S | X | X |  |  | 1.4 | 1 | 1.4 | 1.4 | 0.5 | N |  |  | OP | X | 6 | 2012 |  |  | N | Industrial Non-CHP | 6 | X | OG | [9 empty] | N | N |  | 12H | [23 empty] | N | N | N | 58057 | 47598 | 1.4 | 5183 | 9183.4845 | 17.7386 |  |  | 2030 | 3 | 1.4 | 5183 | 5568.966 | 2042 |  |  |  |  | 5568.966 | Y | 117 | 1074.4677 | 2035
58097 | Kent State University | 58140 | Summit Street Power Plant | OH | Portage | GT-1 | Natural Gas Fired Combustion Turbine | GT |  | S | X | X |  |  | 5.7 | 0.8 | 4.9 | 5.6 | 0 | N |  |  | OP | X | 1 | 2003 |  |  | Y | Commercial CHP | 5 | T | NG | DFO | [8 empty] | N | N |  | 1H | [23 empty] | Y | N | Y | 58140 | 109797 | 5.7 | 23813 | 4610.8008 | 20.7003 |  |  | 2023 | 9 | 5.7 | 23813 | 12846.249 | 2033 | 5.7 | 5.7 | 23813 | 12846.249 | 12846.249 | Y | 117 | 539.4637
58097 | Kent State University | 58140 | Summit Street Power Plant | OH | Portage | GT-2 | Natural Gas Fired Combustion Turbine | GT |  | S | X | X |  |  | 7.5 | 0.8 | 6.9 | 7.7 | 0 | N |  |  | OP | X | 4 | 2004 |  |  | Y | Commercial CHP | 5 | T | NG | [9 empty] | N | N |  | 1H | [23 empty] | N | N |  | 58140 | 109797 | 7.5 | 23813 | 4610.8008 | 21.0903 |  |  | 2025 | 5 | 7.5 |  |  | 2034 | 7.5 | 7.5 |  |  | 12846.249 |  | 117 | 539.4637
58159 | Penn State University | 58194 | West Campus Steam Plant | PA | Centre | CT2 | Natural Gas Fired Combustion Turbine | GT |  | S | X | X |  |  | 6.1 | 1 | 4.5 | 6.1 | 3 | N |  |  | OP | X | 12 | 2021 |  |  | Y | Commercial CHP | 5 | T | NG | DFO | [8 empty] | N | N |  | 12H | [23 empty] | Y | N | Y | 58194 | 100051 | 6.1 | 24772.6 | 4038.7767 | 23.4878 |  |  | 2045 | 6 |  |  |  | 2051 |  |  |  |  | 11705.967 | Y | 117 | 472.5369
58159 | Penn State University | 58195 | East Campus Steam Plant | PA | Centre | CT1 | Natural Gas Fired Combustion Turbine | GT |  | S | X | X |  |  | 7 | 0.8 | 7.4 | 8.9 | 3.3 | N |  |  | OP | X | 6 | 2011 |  |  | Y | Commercial CHP | 5 | T | NG | DFO | [8 empty] | N | N |  | 12H | [23 empty] | Y | N | Y | 58195 | 215378 | 7 | 50107.4 | 4298.3272 | 23.7703 |  |  | 2035 | 3 | 7 | 26774.9466 | 13465.2353 | 2041 |  |  |  |  | 25199.226 | Y | 117 | 502.9043
58178 | GSA Metropolitan Service Center | 58207 | Central Utility Plant at White Oak | MD | Montgomery | G3 | Natural Gas Fired Combustion Turbine | GT |  | S | X | X |  |  | 4.3 | 0.8 | 4.3 | 4.6 | 0.5 | N |  |  | OP | X | 11 | 2003 |  |  | Y | Commercial CHP | 5 | T | NG | [9 empty] | N | N |  | 1H | [23 empty] | N | N | N | 58207 | 673106 | 4.3 | 56065.8 | 12005.6434 | 20.2493 |  |  | 2024 | 2 | 4.3 | 56065.8 | 78753.402 | 2033 | 4.3 | 4.3 | 42049.35 | 59065.0515 | 78753.402 | Y | 117 | 1404.6603 | 2027
58178 | GSA Metropolitan Service Center | 58207 | Central Utility Plant at White Oak | MD | Montgomery | G4 | Natural Gas Fired Combustion Turbine | GT |  | S | X | X |  |  | 4.3 | 0.8 | 4.3 | 4.6 | 0.5 | N |  |  | OP | X | 4 | 2008 |  |  | Y | Commercial CHP | 5 | T | NG | [9 empty] | N | N |  | 1H | [23 empty] | N | N | N | 58207 | 673106 | 4.3 | 56065.8 | 12005.6434 | 20.2493 |  |  | 2028 | 7 | 4.3 |  |  | 2038 | 4.3 | 4.3 |  |  | 78753.402 |  | 117 | 1404.6603 | 2027
58178 | GSA Metropolitan Service Center | 58207 | Central Utility Plant at White Oak | MD | Montgomery | G5 | Natural Gas Fired Combustion Turbine | GT |  | S | X | X |  |  | 4.3 | 0.8 | 4.3 | 4.6 | 0.5 | N |  |  | OP | X | 3 | 2009 |  |  | Y | Commercial CHP | 5 | T | NG | [9 empty] | N | N |  | 1H | [23 empty] | N | N | N | 58207 | 673106 | 4.3 | 56065.8 | 12005.6434 | 20.2493 |  |  | 2029 | 6 | 4.3 |  |  | 2039 | 4.3 | 4.3 |  |  | 78753.402 |  | 117 | 1404.6603 | 2027
58178 | GSA Metropolitan Service Center | 58207 | Central Utility Plant at White Oak | MD | Montgomery | G6 | Natural Gas Fired Combustion Turbine | GT |  | S | X | X |  |  | 4.3 | 0.8 | 4.3 | 4.6 | 0.5 | N |  |  | OP | X | 5 | 2010 |  |  | N | Commercial CHP | 5 | X | NG | [9 empty] | N |  |  | 1H | [23 empty] | N | N | N | 58207 | 673106 | 4.3 | 56065.8 | 12005.6434 | 20.2493 |  |  | 2030 | 8 | 4.3 |  |  | 2040 |  |  |  |  | 78753.402 |  | 117 | 1404.6603 | 2027
58463 | Dart Container Corp | 58476 | Dart Container Corp | PA | Lancaster | LFGT1 | Landfill Gas | GT |  | S | X | X |  |  | 5.6 | 0.9 | 4.6 | 5.2 | 0.3 | N |  |  | OP | X | 12 | 2012 |  |  | Y | Industrial CHP | 7 | T | LFG | [9 empty] | N | N |  | 1H | [23 empty] | N | N | N | 58476 | 375543 | 5.6 | 32879 | 11421.9715 | 23.0179 |  |  | 2035 | 12 | 5.6 | 32879 | 43938.531 | 2042 |  |  |  |  | 43938.531 | Y | 117 | 1336.3707 | 2027
58463 | Dart Container Corp | 58476 | Dart Container Corp | PA | Lancaster | LFGT2 | Landfill Gas | GT |  | S | X | X |  |  | 5.6 | 0.9 | 4.6 | 5.2 | 0.3 | N |  |  | OP | X | 12 | 2012 |  |  | Y | Industrial CHP | 7 | T | LFG | [9 empty] | N | N |  | 1H | [23 empty] | N | N | N | 58476 | 375543 | 5.6 | 32879 | 11421.9715 | 23.0179 |  |  | 2035 | 12 | 5.6 |  |  | 2042 |  |  |  |  | 43938.531 |  | 117 | 1336.3707 | 2027
58542 | Trustees of Princeton University | 58584 | Princeton University Cogeneration | NJ | Mercer | GT1 | Natural Gas Fired Combustion Turbine | GT |  | S | X | X | PSEG | PSEG | 15.5 | 0.8 | 15.5 | 15.5 | 7.5 | N |  |  | OP | X | 10 | 1996 |  |  | Y | Commercial CHP | 5 | T | NG | DFO | [8 empty] | N | N |  | 1H | [23 empty] | Y | N | Y | 58584 | 198360 | 15.5 | 43468 | 4563.357 | 37.4739 |  |  | 2034 | 4 | 15.5 |  |  | 2026 | 15.5 |  |  |  | 23208.12 | Y | 117 | 533.9128
58862 | DC Water | 59012 | Walt Bailey Bioenergy Facility | DC | District of Columbia | TURB1 | Other Waste Biomass | GT |  | S | X | X |  |  | 4.7 | 0.8 | 4 | 4 | 1 | N |  |  | OP | X | 6 | 2015 |  |  | Y | Commercial CHP | 5 | T | OG | NG | [8 empty] | N | N |  | 12H | [23 empty] | Y | Y | N | 59012 | 580049 | 4.7 | 58214 | 9964.0808 | 21.8872 |  |  | 2037 | 5 | 4.7 | 58214 | 67865.733 | 2045 |  |  |  |  | 67865.733 | Y | 117 | 1165.7975 | 2035
58862 | DC Water | 59012 | Walt Bailey Bioenergy Facility | DC | District of Columbia | TURB2 | Other Waste Biomass | GT |  | S | X | X |  |  | 4.7 | 0.8 | 4 | 4 | 1 | N |  |  | OP | X | 6 | 2015 |  |  | Y | Commercial CHP | 5 | T | OG | NG | [8 empty] | N | N |  | 12H | [23 empty] | Y | Y | N | 59012 | 580049 | 4.7 | 58214 | 9964.0808 | 21.8872 |  |  | 2037 | 5 | 4.7 |  |  | 2045 |  |  |  |  | 67865.733 |  | 117 | 1165.7975 | 2035
58862 | DC Water | 59012 | Walt Bailey Bioenergy Facility | DC | District of Columbia | TURB3 | Other Waste Biomass | GT |  | S | X | X |  |  | 4.7 | 0.8 | 4 | 4 | 1 | N |  |  | OP | X | 7 | 2015 |  |  | Y | Commercial CHP | 5 | T | OG | NG | [8 empty] | N | N |  | 12H | [23 empty] | Y | Y | N | 59012 | 580049 | 4.7 | 58214 | 9964.0808 | 21.8872 |  |  | 2037 | 6 | 4.7 |  |  | 2045 |  |  |  |  | 67865.733 |  | 117 | 1165.7975 | 2035
59147 | Broshco Fabricated Products | 59373 | Broshco Fabricated Products | OH | Richland | 1 | Natural Gas Fired Combustion Turbine | GT |  | S | X | X |  |  | 1.2 | 0.8 | 1.2 | 1.2 | 0.2 | N |  |  | OP | X | 9 | 2001 |  |  | Y | Industrial CHP | 7 | T | NG | [9 empty] | N |  |  | 1H | [20 empty] | N |  |  | N |  | N | 59373 | 24858 | 1.2 | 2458 | 10113.1001 | 19.1148 |  |  | 2020 | 10 | 1.2 | 2458 | 2908.386 | 2031 | 1.2 | 1.2 | 2458 | 2908.386 | 2908.386 | Y | 117 | 1183.2327 | 2035
59147 | Broshco Fabricated Products | 59373 | Broshco Fabricated Products | OH | Richland | 2 | Natural Gas Fired Combustion Turbine | GT |  | S | X | X |  |  | 1.2 | 0.8 | 1.2 | 1.2 | 0.2 | N |  |  | OP | X | 9 | 2001 |  |  | Y | Industrial CHP | 7 | T | NG | [9 empty] | N |  |  | 1H | [20 empty] | N |  |  | N |  | N | 59373 | 24858 | 1.2 | 2458 | 10113.1001 | 19.1148 |  |  | 2020 | 10 | 1.2 |  |  | 2031 | 1.2 | 1.2 |  |  | 2908.386 |  | 117 | 1183.2327 | 2035
59147 | Broshco Fabricated Products | 59373 | Broshco Fabricated Products | OH | Richland | 3 | Natural Gas Fired Combustion Turbine | GT |  | S | X | X |  |  | 1.2 | 0.8 | 1.2 | 1.2 | 0.2 | N |  |  | OP | X | 9 | 2001 |  |  | Y | Industrial CHP | 7 | T | NG | [9 empty] | N |  |  | 1H | [20 empty] | N |  |  | N |  | N | 59373 | 24858 | 1.2 | 2458 | 10113.1001 | 19.1148 |  |  | 2020 | 10 | 1.2 |  |  | 2031 | 1.2 | 1.2 |  |  | 2908.386 |  | 117 | 1183.2327 | 2035
59147 | Broshco Fabricated Products | 59373 | Broshco Fabricated Products | OH | Richland | 4 | Natural Gas Fired Combustion Turbine | GT |  | S | X | X |  |  | 1.1 | 0.8 | 1.1 | 1.1 | 0.2 | N |  |  | OP | X | 7 | 2005 |  |  | Y | Industrial CHP | 7 | T | NG | [9 empty] | N |  |  | 1H | [23 empty] | N |  | N | 59373 | 24858 | 1.1 | 2458 | 10113.1001 | 19.1148 |  |  | 2024 | 8 | 1.1 |  |  | 2035 | 1.1 | 1.1 |  |  | 2908.386 |  | 117 | 1183.2327 | 2035
59636 | HP Hood LLC | 59860 | HP Hood CT | VA | Frederick | HHOOD | Natural Gas Fired Combustion Turbine | GT |  | S | X | X | BARTONVI 34.5 KV HPHOODCT | BARTONVI 24.5 KV HPHOODCT | 15 | 0.95 | 15 | 15 | 7 | N |  |  | OP | X | 6 | 2015 |  |  | Y | Industrial CHP | 7 | T | NG | [9 empty] | N | N |  | 1H | [23 empty] | N | N | N | 59860 | 416638 | 15 | 100130 | 4160.9707 | 37.7648 |  |  | 2053 | 3 |  |  |  | 2045 |  |  |  |  | 48746.646 | Y | 117 | 486.8336
61505 | NRG Chalk Point CT | 61890 | NRG Chalk Point CT | MD | Prince Georges | SGT1 | Petroleum Liquids | GT |  | S | X | X | 50840 | 50840 | 94 | 0.9 | 80.2 | 80.2 | 30 | N |  |  | OP | X | 6 | 1990 |  |  | N | IPP Non-CHP | 2 | X | DFO | NG | [8 empty] | N |  |  | 1H | [23 empty] | Y | N | Y | 61890 | 10910 | 94 | 429 | 25431.2354 | 35.1109 |  |  | 2025 | 7 | 94 | 429 | 1783.2395 | 2020 | 94 | 94 | 429 | 1783.2395 | 1783.2395 | Y | 163.45 | 4156.7354 | 2024
[91 empty] | 0 | Y
0
Utility ID | Utility Name | Plant Code | Plant Name | State | County | Generator ID | Technology | Prime Mover | Unit Code | Ownership | Duct Burners | Can Bypass Heat Recovery Steam Generator? | RTO/ISO LMP Node Designation | RTO/ISO Location Designation for Reporting Wholesale Sales Data to FERC | Nameplate Capacity (MW) | Nameplate Power Factor | Summer Capacity (MW) | Winter Capacity (MW) | Minimum Load (MW) | Uprate or Derate Completed During Year | Month Uprate or Derate Completed | Year Uprate or Derate Completed | Status | Synchronized to Transmission Grid | Operating Month | Operating Year | Planned Retirement Month | Planned Retirement Year | Associated with Combined Heat and Power System | Sector Name | Sector | Topping or Bottoming | Energy Source 1 | Energy Source 2 | Energy Source 3 | Energy Source 4 | Energy Source 5 | Energy Source 6 | Startup Source 1 | Startup Source 2 | Startup Source 3 | Startup Source 4 | Solid Fuel Gasification System? | Carbon Capture Technology? | Turbines or Hydrokinetic Buoys | Time from Cold Shutdown to Full Load | Fluidized Bed Technology? | Pulverized Coal Technology? | Stoker Technology? | Other Combustion Technology? | Subcritical Technology? | Supercritical Technology? | Ultrasupercritical Technology? | Planned Net Summer Capacity Uprate (MW) | Planned Net Winter Capacity Uprate (MW) | Planned Uprate Month | Planned Uprate Year | Planned Net Summer Capacity Derate (MW) | Planned Net Winter Capacity Derate (MW) | Planned Derate Month | Planned Derate Year | Planned New Prime Mover | Planned Energy Source 1 | Planned New Nameplate Capacity (MW) | Planned Repower Month | Planned Repower Year | Other Planned Modifications? | Other Modifications Month | Other Modifications Year | Multiple Fuels? | Cofire Fuels? | Switch Between Oil and Natural Gas? | Plant Id | Elec Fuel Consumption MMBtu | Nameplate | Net Generation (Megawatthours) | Heatrate | predicted_life | original op yr | original op mo | proj retire yr | proj retire mo | [9 empty] | Y
56609 | Calpine Mid-Atlantic Generation LLC | 591 | Christiana | DE | New Castle | CH11 | Petroleum Liquids | GT |  | S | X | X | 510440 | 510440 | 27.5 | 0.9 | 25 | 25 | 20 | N |  |  | SB | Y | 6 | 1973 |  |  | N | IPP Non-CHP | 2 | X | DFO | [9 empty] | N | N |  | 1H |  |  |  |  | N | [18 empty] | N |  | N | 591 | 4464 | 27.5 | 160 | 27900 | 37.3029 |  |  | 2010 | 10 | 27.5 | 160 | 729.6408 | 2003 | 27.5 | 27.5 | 160 | 729.6408 | 729.6408 | Y | 163.45 | 4560.255 | 2024
56609 | Calpine Mid-Atlantic Generation LLC | 591 | Christiana | DE | New Castle | CH14 | Petroleum Liquids | GT |  | S | X | X | 510441 | 510441 | 27.5 | 0.9 | 25 | 25 | 20 | N |  |  | SB | Y | 6 | 1973 |  |  | N | IPP Non-CHP | 2 | X | DFO | [9 empty] | N | N |  | 1H |  |  |  |  | N | [18 empty] | N |  |  | 591 | 4464 | 27.5 | 160 | 27900 | 37.3029 |  |  | 2010 | 10 | 27.5 |  |  | 2003 | 27.5 | 27.5 |  |  | 729.6408 |  | 163.45 | 4560.255 | 2024
56609 | Calpine Mid-Atlantic Generation LLC | 592 | Delaware City 10 | DE | New Castle | DC10 | Petroleum Liquids | GT |  | S | X | X | 50524 | 50524 | 18.5 | 0.85 | 18 | 18 | 15 | N |  |  | SB | Y | 4 | 1968 |  |  | N | IPP Non-CHP | 2 | X | DFO | [9 empty] | N | N |  | 1H | N | [22 empty] | N |  |  | 592 | 1597 | 18.5 | 70 | 22814.2857 | 49.405 |  |  | 2017 | 9 | 18.5 | 70 | 261.0296 | 1998 | 18.5 | 18.5 | 70 | 261.0296 | 261.0296 | Y | 163.45 | 3728.995 | 2024
56609 | Calpine Mid-Atlantic Generation LLC | 593 | Edge Moor | DE | New Castle | 10 | Petroleum Liquids | GT |  | S | X | X | 50887 | 50887 | 12.5 | 0.85 | 15 | 15 | 12.5 | N |  |  | SB | Y | 6 | 1963 |  |  | N | IPP Non-CHP | 2 | X | DFO | [9 empty] | N | N |  | 1H | [23 empty] | N |  | N | 593 | 3734 | 12.5 | 139 | 26863.3094 | 40.9024 |  |  | 2004 | 5 | 12.5 | 139 | 610.3223 | 1993 | 12.5 | 12.5 | 139 | 610.3223 | 610.3223 | Y | 163.45 | 4390.8079 | 2024
56609 | Calpine Mid-Atlantic Generation LLC | 597 | West Station (DE) | DE | New Castle | WEST | Petroleum Liquids | GT |  | S | X | X | 50871 | 50871 | 16.2 | 0.85 | 15 | 19 | 15 | N |  |  | SB | Y | 6 | 1964 |  |  | N | IPP Non-CHP | 2 | X | DFO | [9 empty] | N | N |  | 1H | [23 empty] | N |  |  | 597 | 2246 | 16.2 | 43 | 52232.5581 | 45.714 |  |  | 2010 | 3 | 16.2 | 43 | 367.1087 | 1994 | 16.2 | 16.2 | 43 | 367.1087 | 367.1087 | Y | 163.45 | 8537.4116 | 2024
4161 | Constellation Power Source Generation, LLC | 1557 | Philadelphia | MD | Baltimore City | GT1 | Petroleum Liquids | GT |  | S | X | X | PHILADRD4 KVCT 1 | PHILADRD4 KVCT 1 | 20.7 | 0.85 | 15.3 | 16 | 3 | N |  |  | OP | X | 8 | 1970 |  |  | N | IPP Non-CHP | 2 | X | DFO | [9 empty] | N | N |  | 1H | [23 empty] | N |  |  | 1557 | 76264 | 20.7 | 4294 | 17760.5962 | 45.4068 |  |  | 2016 | 1 | 20.7 | 4294 | 12465.3508 | 2000 | 20.7 | 20.7 | 4294 | 12465.3508 | 12465.3508 | Y | 163.45 | 2902.9694 | 2024
4161 | Constellation Power Source Generation, LLC | 1557 | Philadelphia | MD | Baltimore City | GT2 | Petroleum Liquids | GT |  | S | X | X | PHILADRD4 KVCT 2 | PHILADRD4 KVCT 2 | 20.7 | 0.85 | 16 | 16 | 3 | N |  |  | OP | X | 8 | 1970 |  |  | N | IPP Non-CHP | 2 | X | DFO | [9 empty] | N | N |  | 1H | [23 empty] | N |  |  | 1557 | 76264 | 20.7 | 4294 | 17760.5962 | 45.4068 |  |  | 2016 | 1 | 20.7 |  |  | 2000 | 20.7 | 20.7 |  |  | 12465.3508 |  | 163.45 | 2902.9694 | 2024
4161 | Constellation Power Source Generation, LLC | 1557 | Philadelphia | MD | Baltimore City | GT3 | Petroleum Liquids | GT |  | S | X | X | PHILADRD4 KVCT 3 | PHILADRD4 KVCT 3 | 20.7 | 0.85 | 14.8 | 16 | 3 | N |  |  | OP | X | 9 | 1970 |  |  | N | IPP Non-CHP | 2 | X | DFO | [9 empty] | N | N |  | 1H | [23 empty] | N |  |  | 1557 | 76264 | 20.7 | 4294 | 17760.5962 | 45.4068 |  |  | 2016 | 2 | 20.7 |  |  | 2000 | 20.7 | 20.7 |  |  | 12465.3508 |  | 163.45 | 2902.9694 | 2024
4161 | Constellation Power Source Generation, LLC | 1557 | Philadelphia | MD | Baltimore City | GT4 | Petroleum Liquids | GT |  | S | X | X | PHILADRD4 KVCT 4 | PHILADRD4 KVCT 4 | 20.7 | 0.85 | 14.8 | 16 | 3 | N |  |  | OP | X | 9 | 1970 |  |  | N | IPP Non-CHP | 2 | X | DFO | [9 empty] | N | N |  | 1H | [23 empty] | N |  |  | 1557 | 76264 | 20.7 | 4294 | 17760.5962 | 45.4068 |  |  | 2016 | 2 | 20.7 |  |  | 2000 | 20.7 | 20.7 |  |  | 12465.3508 |  | 163.45 | 2902.9694 | 2024
19830 | NRG Vienna Operations Inc | 1564 | Vienna Operations | MD | Dorchester | 10 | Petroleum Liquids | GT |  | W | X | X |  |  | 18.6 | 0.85 | 14.3 | 14.3 | 14 | N |  |  | OP | X | 1 | 1968 |  |  | N | IPP Non-CHP | 2 | X | DFO | [9 empty] | N | N |  | 1H | [23 empty] | N | N | N | 1564 | 18053 | 18.6 | 1135 | 15905.7269 | 47.5583 |  |  | 2015 | 8 | 18.6 | 1135 | 2950.7628 | 1998 | 18.6 | 18.6 | 1135 | 2950.7628 | 2950.7628 | Y | 163.45 | 2599.7911 | 2024
56606 | Calpine New Jersey Generation LLC | 2379 | Carlls Corner | NJ | Cumberland | CA1 | Natural Gas Fired Combustion Turbine | GT |  | S | X | X |  |  | 41.9 | 0.9 | 37.6 | 49.8 | 33.8 | N |  |  | OP | X | 4 | 1973 | 6 | 2024 | N | IPP Non-CHP | 2 | X | NG | KER | [8 empty] | N |  |  | 10M | [23 empty] | Y | N | Y | 2379 | 84406 | 41.9 | 5014 | 16834.0646 | 43.8281 |  |  | 2017 | 2 | 41.9 | 5014 | 9875.502 | 2003 | 41.9 | 41.9 | 5014 | 9875.502 | 9875.502 | Y | 117 | 1969.5856 | 2024
56606 | Calpine New Jersey Generation LLC | 2379 | Carlls Corner | NJ | Cumberland | CA2 | Natural Gas Fired Combustion Turbine | GT |  | S | X | X |  |  | 41.9 | 0.9 | 39.2 | 49.8 | 35.3 | N |  |  | OP | X | 5 | 1973 | 6 | 2024 | N | IPP Non-CHP | 2 | X | NG | KER | [8 empty] | N |  |  | 10M | [23 empty] | Y | N | Y | 2379 | 84406 | 41.9 | 5014 | 16834.0646 | 43.8281 |  |  | 2017 | 3 | 41.9 |  |  | 2003 | 41.9 | 41.9 |  |  | 9875.502 |  | 117 | 1969.5856 | 2024
63033 | Gilbert Power, LLC | 2393 | Gilbert | NJ | Hunterdon | 9 | Natural Gas Fired Combustion Turbine | GT |  | S | X | X | 50704 | GILBERT 13 KV UNIT 9 | 161 | 0.9 | 152.7 | 167 | 150 | N |  |  | OP | X | 7 | 1996 |  |  | N | IPP Non-CHP | 2 | X | NG | DFO | [8 empty] | N | N |  | 1H | [23 empty] | Y | N | N | 2393 | 213057 | 161 | 13576 | 15693.6506 | 38.2879 |  |  | 2034 | 10 | 161 | 13576 | 24927.669 | 2026 | 161 |  |  |  | 24927.669 | Y | 117 | 1836.1571 | 2024
65386 | Burlington Generating Station | 2399 | PSEG Burlington Generating Station | NJ | Burlington | 121 | Natural Gas Fired Combustion Turbine | GT |  | S | X | X | 93142 | BURLINGT13 KV | 60.5 | 0.85 | 42 | 42 | 42 | N |  |  | OP | X | 6 | 2000 |  |  | N | IPP Non-CHP | 2 | X | NG | KER | [8 empty] | N | N |  | 1H | [23 empty] | Y | Y | Y | 2399 | 185488 | 60.5 | 18094 | 10251.354 | 23.6796 |  |  | 2024 | 2 | 60.5 | 18094 | 21702.096 | 2030 | 60.5 | 60.5 | 18094 | 21702.096 | 21702.096 | Y | 117 | 1199.4084 | 2035
65386 | Burlington Generating Station | 2399 | PSEG Burlington Generating Station | NJ | Burlington | 122 | Natural Gas Fired Combustion Turbine | GT |  | S | X | X | 93143 | BURLINGT13 KV | 60.5 | 0.85 | 42 | 42 | 42 | N |  |  | OP | X | 6 | 2000 |  |  | N | IPP Non-CHP | 2 | X | NG | KER | [8 empty] | N | N |  | 1H | [23 empty] | Y | Y | Y | 2399 | 185488 | 60.5 | 18094 | 10251.354 | 23.6796 |  |  | 2024 | 2 | 60.5 |  |  | 2030 | 60.5 | 60.5 |  |  | 21702.096 |  | 117 | 1199.4084 | 2035
65386 | Burlington Generating Station | 2399 | PSEG Burlington Generating Station | NJ | Burlington | 123 | Natural Gas Fired Combustion Turbine | GT |  | S | X | X | 93144 | BURLINGT13 KV | 60.5 | 0.85 | 42 | 42 | 42 | N |  |  | OP | X | 6 | 2000 |  |  | N | IPP Non-CHP | 2 | X | NG | KER | [8 empty] | N | N |  | 1H | [23 empty] | Y | Y | Y | 2399 | 185488 | 60.5 | 18094 | 10251.354 | 23.6796 |  |  | 2024 | 2 | 60.5 |  |  | 2030 | 60.5 | 60.5 |  |  | 21702.096 |  | 117 | 1199.4084 | 2035
65386 | Burlington Generating Station | 2399 | PSEG Burlington Generating Station | NJ | Burlington | 124 | Natural Gas Fired Combustion Turbine | GT |  | S | X | X | 93145 | BURLINGT13 KV | 60.5 | 0.85 | 42 | 42 | 42 | N |  |  | OP | X | 6 | 2000 |  |  | N | IPP Non-CHP | 2 | X | NG | KER | [8 empty] | N | N |  | 1H | [23 empty] | Y | Y | Y | 2399 | 185488 | 60.5 | 18094 | 10251.354 | 23.6796 |  |  | 2024 | 2 | 60.5 |  |  | 2030 | 60.5 | 60.5 |  |  | 21702.096 |  | 117 | 1199.4084 | 2035
65388 | Kearny Generating Station | 2404 | PSEG Kearny Generating Station | NJ | Hudson | 131 | Natural Gas Fired Combustion Turbine | GT |  | S | X | X | 123901463 | KEARNY 13 KV | 60.5 | 0.85 | 46.9 | 46.9 | 25 | N |  |  | OP | X | 6 | 2012 |  |  | N | IPP Non-CHP | 2 | X | NG | [9 empty] | N | N |  | 1H | [23 empty] | N | N | N | 2404 | 1575169 | 60.5 | 134546.996 | 11707.203 | 16.5397 |  |  | 2028 | 12 | 60.5 | 134546.996 | 184294.773 | 2042 |  | 60.5 | 134546.996 | 184294.773 | 184294.773 | Y | 117 | 1369.7428 | 2027
65388 | Kearny Generating Station | 2404 | PSEG Kearny Generating Station | NJ | Hudson | 132 | Natural Gas Fired Combustion Turbine | GT |  | S | X | X | 123901465 | KEARNY 13 KV | 60.5 | 0.85 | 46.9 | 46.9 | 25 | N |  |  | OP | X | 6 | 2012 |  |  | N | IPP Non-CHP | 2 | X | NG | [9 empty] | N | N |  | 1H | [23 empty] | N | N | N | 2404 | 1575169 | 60.5 | 134546.996 | 11707.203 | 16.5397 |  |  | 2028 | 12 | 60.5 |  |  | 2042 |  | 60.5 |  |  | 184294.773 |  | 117 | 1369.7428 | 2027
65388 | Kearny Generating Station | 2404 | PSEG Kearny Generating Station | NJ | Hudson | 133 | Natural Gas Fired Combustion Turbine | GT |  | S | X | X | 123901467 | KEARNY 13 KV | 60.5 | 0.85 | 46.9 | 46.9 | 25 | N |  |  | OP | X | 6 | 2012 |  |  | N | IPP Non-CHP | 2 | X | NG | [9 empty] | N | N |  | 1H | [23 empty] | N | N | N | 2404 | 1575169 | 60.5 | 134546.996 | 11707.203 | 16.5397 |  |  | 2028 | 12 | 60.5 |  |  | 2042 |  | 60.5 |  |  | 184294.773 |  | 117 | 1369.7428 | 2027
65388 | Kearny Generating Station | 2404 | PSEG Kearny Generating Station | NJ | Hudson | 134 | Natural Gas Fired Combustion Turbine | GT |  | S | X | X | 1084390238 | KEARNY 13 KV | 60.5 | 0.85 | 46.9 | 46.9 | 25 | N |  |  | OP | X | 6 | 2012 |  |  | N | IPP Non-CHP | 2 | X | NG | [9 empty] | N | N |  | 1H |  | N | [21 empty] | N | N | N | 2404 | 1575169 | 60.5 | 134546.996 | 11707.203 | 16.5397 |  |  | 2028 | 12 | 60.5 |  |  | 2042 |  | 60.5 |  |  | 184294.773 |  | 117 | 1369.7428 | 2027
65388 | Kearny Generating Station | 2404 | PSEG Kearny Generating Station | NJ | Hudson | 141 | Natural Gas Fired Combustion Turbine | GT |  | S | X | X | 123901459 | KEARNY 13 KV | 60.5 | 0.85 | 46.9 | 46.9 | 25 | N |  |  | OP | X | 6 | 2012 |  |  | N | IPP Non-CHP | 2 | X | NG | [9 empty] | N | N |  | 1H | [23 empty] | N | N | N | 2404 | 1575169 | 60.5 | 134546.996 | 11707.203 | 16.5397 |  |  | 2028 | 12 | 60.5 |  |  | 2042 |  | 60.5 |  |  | 184294.773 |  | 117 | 1369.7428 | 2027
65388 | Kearny Generating Station | 2404 | PSEG Kearny Generating Station | NJ | Hudson | 142 | Natural Gas Fired Combustion Turbine | GT |  | S | X | X | 123901461 | KEARNY 13 KV | 60.5 | 0.85 | 46.9 | 46.9 | 25 | N |  |  | OP | X | 6 | 2012 |  |  | N | IPP Non-CHP | 2 | X | NG | [9 empty] | N | N |  | 1H | [23 empty] | N | N | N | 2404 | 1575169 | 60.5 | 134546.996 | 11707.203 | 16.5397 |  |  | 2028 | 12 | 60.5 |  |  | 2042 |  | 60.5 |  |  | 184294.773 |  | 117 | 1369.7428 | 2027
65388 | Kearny Generating Station | 2404 | PSEG Kearny Generating Station | NJ | Hudson | N121 | Natural Gas Fired Combustion Turbine | GT |  | S | X | X | 50436 | KEARNY 13 KV | 60.5 | 0.85 | 43.8 | 43.8 | 25 | N |  |  | OP | X | 8 | 2001 |  |  | N | IPP Non-CHP | 2 | X | NG | KER | [8 empty] | N | N |  | 1H | [23 empty] | Y | Y | Y | 2404 | 1575169 | 60.5 | 134546.996 | 11707.203 | 16.5397 |  |  | 2018 | 2 | 60.5 |  |  | 2031 | 60.5 | 60.5 |  |  | 184294.773 |  | 117 | 1369.7428 | 2027
65388 | Kearny Generating Station | 2404 | PSEG Kearny Generating Station | NJ | Hudson | N122 | Natural Gas Fired Combustion Turbine | GT |  | S | X | X | 50437 | KEARNY 13 KV | 60.5 | 0.85 | 43.7 | 43.7 | 25 | N |  |  | OP | X | 8 | 2001 |  |  | N | IPP Non-CHP | 2 | X | NG | KER | [8 empty] | N | N |  | 1H | [23 empty] | Y | Y | Y | 2404 | 1575169 | 60.5 | 134546.996 | 11707.203 | 16.5397 |  |  | 2018 | 2 | 60.5 |  |  | 2031 | 60.5 | 60.5 |  |  | 184294.773 |  | 117 | 1369.7428 | 2027
65388 | Kearny Generating Station | 2404 | PSEG Kearny Generating Station | NJ | Hudson | N123 | Natural Gas Fired Combustion Turbine | GT |  | S | X | X | 50438 | KEARNY 13 KV | 60.5 | 0.85 | 43.8 | 43.8 | 25 | N |  |  | OP | X | 8 | 2001 |  |  | N | IPP Non-CHP | 2 | X | NG | KER | [8 empty] | N | N |  | 1H | [23 empty] | Y | Y | Y | 2404 | 1575169 | 60.5 | 134546.996 | 11707.203 | 16.5397 |  |  | 2018 | 2 | 60.5 |  |  | 2031 | 60.5 | 60.5 |  |  | 184294.773 |  | 117 | 1369.7428 | 2027
65388 | Kearny Generating Station | 2404 | PSEG Kearny Generating Station | NJ | Hudson | N124 | Natural Gas Fired Combustion Turbine | GT |  | S | X | X | 50439 | KEARNY 13 KV | 60.5 | 0.85 | 43.7 | 43.7 | 25 | N |  |  | OP | X | 8 | 2001 |  |  | N | IPP Non-CHP | 2 | X | NG | KER | [8 empty] | N | N |  | 1H | [23 empty] | Y | Y | Y | 2404 | 1575169 | 60.5 | 134546.996 | 11707.203 | 16.5397 |  |  | 2018 | 2 | 60.5 |  |  | 2031 | 60.5 | 60.5 |  |  | 184294.773 |  | 117 | 1369.7428 | 2027
59917 | Luminant Dick's Creek | 2831 | Dicks Creek | OH | Butler | 1 | Natural Gas Fired Combustion Turbine | GT |  | S | X | X |  |  | 100 | 0.9 | 92 | 110 | 5 | N |  |  | OP | X | 9 | 1965 |  |  | N | IPP Non-CHP | 2 | X | NG | [9 empty] | N | N |  | 1H | [20 empty] | N |  |  | N | N | N | 2831 | 172433 | 100 | 7198 | 23955.6821 | 35.413 |  |  | 2001 | 2 | 100 | 7198 | 20174.661 | 1995 | 100 | 100 | 7198 | 20174.661 | 20174.661 | Y | 117 | 2802.8148 | 2024
59917 | Luminant Dick's Creek | 2831 | Dicks Creek | OH | Butler | 3 | Natural Gas Fired Combustion Turbine | GT |  | S | X | X |  |  | 16.5 | 0.85 | 14.2 | 19.5 | 3 | N |  |  | OP | X | 6 | 1969 |  |  | N | IPP Non-CHP | 2 | X | NG | [9 empty] | N | N |  | 1H | [20 empty] | N |  |  | N | N | N | 2831 | 172433 | 16.5 | 7198 | 23955.6821 | 45.7821 |  |  | 2015 | 3 | 16.5 |  |  | 1999 | 16.5 | 16.5 |  |  | 20174.661 |  | 117 | 2802.8148 | 2024
59917 | Luminant Dick's Creek | 2831 | Dicks Creek | OH | Butler | 4 | Natural Gas Fired Combustion Turbine | GT |  | S | X | X |  |  | 21.3 | 0.8 | 15 | 21.4 | 3 | N |  |  | OP | X | 10 | 1969 |  |  | N | IPP Non-CHP | 2 | X | NG | [9 empty] | N | N |  | 1H | [20 empty] | N |  |  | N | N | N | 2831 | 172433 | 21.3 | 7198 | 23955.6821 | 36.4771 |  |  | 2006 | 4 | 21.3 |  |  | 1999 | 21.3 | 21.3 |  |  | 20174.661 |  | 117 | 2802.8148 | 2024
59917 | Luminant Dick's Creek | 2831 | Dicks Creek | OH | Butler | 5 | Natural Gas Fired Combustion Turbine | GT |  | S | X | X |  |  | 21.3 | 0.8 | 15 | 21.4 | 3 | N |  |  | OP | X | 10 | 1969 |  |  | N | IPP Non-CHP | 2 | X | NG | [9 empty] | N | N |  | 1H | [20 empty] | N |  |  | N | N | N | 2831 | 172433 | 21.3 | 7198 | 23955.6821 | 36.4771 |  |  | 2006 | 4 | 21.3 |  |  | 1999 | 21.3 | 21.3 |  |  | 20174.661 |  | 117 | 2802.8148 | 2024
61919 | Kimura Power LLC | 2847 | Tait Electric Generating Station | OH | Montgomery | GT1 | Natural Gas Fired Combustion Turbine | GT |  | S | X | X | 40243895 | 40243895 | 103.5 | 0.85 | 91 | 111.9 | 41 | N |  |  | OP | X | 6 | 1995 |  |  | N | IPP Non-CHP | 2 | X | NG | DFO | [8 empty] | N | N |  | 1H | [23 empty] | Y | N | Y | 2847 | 12148867 | 103.5 | 1004510.029 | 12094.3213 | 12.1389 |  |  | 2007 | 8 | 103.5 | 1004510.029 | 1421417.439 | 2025 | 103.5 | 103.5 | 1004510.029 | 1421417.439 | 1421417.439 | Y | 117 | 1415.0356 | 2027
61919 | Kimura Power LLC | 2847 | Tait Electric Generating Station | OH | Montgomery | GT2 | Natural Gas Fired Combustion Turbine | GT |  | S | X | X | 40243897 | 40243897 | 106.1 | 0.85 | 91.1 | 114.9 | 41 | N |  |  | OP | X | 12 | 1996 |  |  | N | IPP Non-CHP | 2 | X | NG | DFO | [8 empty] | N | N |  | 1H | [23 empty] | Y | N | Y | 2847 | 12148867 | 106.1 | 1004510.029 | 12094.3213 | 12.1239 |  |  | 2009 | 1 | 106.1 |  |  | 2026 | 106.1 | 106.1 |  |  | 1421417.439 |  | 117 | 1415.0356 | 2027
61919 | Kimura Power LLC | 2847 | Tait Electric Generating Station | OH | Montgomery | GT3 | Natural Gas Fired Combustion Turbine | GT |  | S | X | X | 40243889 | 40243889 | 84.2 | 0.85 | 81 | 98.9 | 41 | N |  |  | OP | X | 12 | 1998 |  |  | N | IPP Non-CHP | 2 | X | NG | DFO | [8 empty] | N | N |  | 1H | [23 empty] | Y | N | Y | 2847 | 12148867 | 84.2 | 1004510.029 | 12094.3213 | 15.649 |  |  | 2014 | 8 | 84.2 |  |  | 2028 | 84.2 | 84.2 |  |  | 1421417.439 |  | 117 | 1415.0356 | 2027
61919 | Kimura Power LLC | 2847 | Tait Electric Generating Station | OH | Montgomery | GT4 | Natural Gas Fired Combustion Turbine | GT |  | S | X | X |  |  | 94 | 0.85 | 85 | 108.9 | 42 | N |  |  | OP | X | 5 | 2002 |  |  | N | IPP Non-CHP | 2 | X | NG | DFO | [8 empty] | N | N |  | 1H | [23 empty] | Y |  | N | 2847 | 12148867 | 94 | 1004510.029 | 12094.3213 | 15.4206 |  |  | 2017 | 10 | 94 |  |  | 2032 | 94 | 94 |  |  | 1421417.439 |  | 117 | 1415.0356 | 2027
61919 | Kimura Power LLC | 2847 | Tait Electric Generating Station | OH | Montgomery | GT5 | Natural Gas Fired Combustion Turbine | GT |  | S | X | X |  |  | 94 | 0.85 | 88 | 108.1 | 42 | N |  |  | OP | X | 5 | 2002 |  |  | N | IPP Non-CHP | 2 | X | NG | DFO | [8 empty] | N | N |  | 1H | [23 empty] | Y |  | N | 2847 | 12148867 | 94 | 1004510.029 | 12094.3213 | 15.4206 |  |  | 2017 | 10 | 94 |  |  | 2032 | 94 | 94 |  |  | 1421417.439 |  | 117 | 1415.0356 | 2027
61919 | Kimura Power LLC | 2847 | Tait Electric Generating Station | OH | Montgomery | GT6 | Natural Gas Fired Combustion Turbine | GT |  | S | X | X |  |  | 94 | 0.85 | 81 | 104 | 42 | N |  |  | OP | X | 4 | 2002 |  |  | N | IPP Non-CHP | 2 | X | NG | DFO | [8 empty] | N | N |  | 1H | [23 empty] | Y |  | N | 2847 | 12148867 | 94 | 1004510.029 | 12094.3213 | 15.4206 |  |  | 2017 | 9 | 94 |  |  | 2032 | 94 | 94 |  |  | 1421417.439 |  | 117 | 1415.0356 | 2027
61919 | Kimura Power LLC | 2847 | Tait Electric Generating Station | OH | Montgomery | GT7 | Natural Gas Fired Combustion Turbine | GT |  | S | X | X |  |  | 94 | 0.85 | 80 | 104 | 42 | N |  |  | OP | X | 4 | 2002 |  |  | N | IPP Non-CHP | 2 | X | NG | DFO | [8 empty] | N | N |  | 1H | [23 empty] | Y |  | N | 2847 | 12148867 | 94 | 1004510.029 | 12094.3213 | 15.4206 |  |  | 2017 | 9 | 94 |  |  | 2032 | 94 | 94 |  |  | 1421417.439 |  | 117 | 1415.0356 | 2027
61919 | Kimura Power LLC | 2848 | O H Hutchings | OH | Montgomery | 7 | Natural Gas Fired Combustion Turbine | GT |  | S | X | X | 40243943 | 40243943 | 32.6 | 0.85 | 25.2 | 29.9 | 25 | N |  |  | OP | X | 11 | 1968 |  |  | N | IPP Non-CHP | 2 | X | NG | DFO | [8 empty] | N | N |  | 1H | [23 empty] | Y | N | Y | 2848 | 23273 | 32.6 | 962 | 24192.3077 | 40.0767 |  |  | 2008 | 12 | 32.6 | 962 | 2722.941 | 1998 | 32.6 | 32.6 | 962 | 2722.941 | 2722.941 | Y | 117 | 2830.5 | 2024
61919 | Kimura Power LLC | 2854 | Yankee Street | OH | Montgomery | 1 | Natural Gas Fired Combustion Turbine | GT |  | S | X | X | 40243905 | 40243905 | 18.5 | 0.85 | 20 | 21.8 | 19.5 | N |  |  | OP | X | 7 | 1969 |  |  | N | IPP Non-CHP | 2 | X | NG | DFO | [8 empty] | N | N |  | 10M | [23 empty] | Y | N | Y | 2854 | 196913 | 18.5 | 13298 | 14807.7154 | 51.0769 |  |  | 2020 | 8 | 18.5 | 13298 | 23038.821 | 1999 | 18.5 | 18.5 | 13298 | 23038.821 | 23038.821 | Y | 117 | 1732.5027 | 2024
61919 | Kimura Power LLC | 2854 | Yankee Street | OH | Montgomery | 2 | Natural Gas Fired Combustion Turbine | GT |  | S | X | X | 40243907 | 40243907 | 18.5 | 0.85 | 20.4 | 21.8 | 18.5 | N |  |  | OP | X | 7 | 1969 |  |  | N | IPP Non-CHP | 2 | X | NG | DFO | [8 empty] | N | N |  | 10M | [23 empty] | Y | N | Y | 2854 | 196913 | 18.5 | 13298 | 14807.7154 | 51.0769 |  |  | 2020 | 8 | 18.5 |  |  | 1999 | 18.5 | 18.5 |  |  | 23038.821 |  | 117 | 1732.5027 | 2024
61919 | Kimura Power LLC | 2854 | Yankee Street | OH | Montgomery | 3 | Natural Gas Fired Combustion Turbine | GT |  | S | X | X | 40243909 | 40243909 | 18.5 | 0.85 | 19.7 | 21.8 | 18.5 | N |  |  | OP | X | 7 | 1969 |  |  | N | IPP Non-CHP | 2 | X | NG | DFO | [8 empty] | N | N |  | 10M | [23 empty] | Y | N | Y | 2854 | 196913 | 18.5 | 13298 | 14807.7154 | 51.0769 |  |  | 2020 | 8 | 18.5 |  |  | 1999 | 18.5 | 18.5 |  |  | 23038.821 |  | 117 | 1732.5027 | 2024
61919 | Kimura Power LLC | 2854 | Yankee Street | OH | Montgomery | 4 | Natural Gas Fired Combustion Turbine | GT |  | S | X | X | 40243911 | 40243911 | 17.5 | 0.85 | 16.5 | 20.2 | 11 | N |  |  | OP | X | 11 | 1970 |  |  | N | IPP Non-CHP | 2 | X | NG | DFO | [8 empty] | N | N |  | 1H | [23 empty] | Y | N | Y | 2854 | 196913 | 17.5 | 13298 | 14807.7154 | 46.6471 |  |  | 2017 | 7 | 17.5 |  |  | 2000 | 17.5 | 17.5 |  |  | 23038.821 |  | 117 | 1732.5027 | 2024
61919 | Kimura Power LLC | 2854 | Yankee Street | OH | Montgomery | 5 | Natural Gas Fired Combustion Turbine | GT |  | S | X | X | 40243913 | 40243913 | 17.5 | 0.85 | 16.4 | 18.6 | 9 | N |  |  | OP | X | 11 | 1970 |  |  | N | IPP Non-CHP | 2 | X | NG | DFO | [8 empty] | N | N |  | 1H | [23 empty] | Y | N | Y | 2854 | 196913 | 17.5 | 13298 | 14807.7154 | 46.6471 |  |  | 2017 | 7 | 17.5 |  |  | 2000 | 17.5 | 17.5 |  |  | 23038.821 |  | 117 | 1732.5027 | 2024
61919 | Kimura Power LLC | 2854 | Yankee Street | OH | Montgomery | 6 | Natural Gas Fired Combustion Turbine | GT |  | S | X | X | 40243915 | 40243915 | 17.5 | 0.85 | 17.1 | 18.1 | 12 | N |  |  | OP | X | 11 | 1970 |  |  | N | IPP Non-CHP | 2 | X | NG | DFO | [8 empty] | N | N |  | 1H | [23 empty] | Y | N | Y | 2854 | 196913 | 17.5 | 13298 | 14807.7154 | 46.6471 |  |  | 2017 | 7 | 17.5 |  |  | 2000 | 17.5 | 17.5 |  |  | 23038.821 |  | 117 | 1732.5027 | 2024
61919 | Kimura Power LLC | 2854 | Yankee Street | OH | Montgomery | 7 | Natural Gas Fired Combustion Turbine | GT |  | S | X | X | 40243917 | 40243917 | 17.5 | 0.85 | 16.6 | 18.1 | 11 | N |  |  | OP | X | 11 | 1970 |  |  | N | IPP Non-CHP | 2 | X | NG | DFO | [8 empty] | N | N |  | 1H | [23 empty] | Y | N | Y | 2854 | 196913 | 17.5 | 13298 | 14807.7154 | 46.6471 |  |  | 2017 | 7 | 17.5 |  |  | 2000 | 17.5 | 17.5 |  |  | 23038.821 |  | 117 | 1732.5027 | 2024
63239 | Vermillion Power LLC | 2869 | West Lorain | OH | Lorain | 1A | Petroleum Liquids | GT |  | S | X | X | Beaver 13.2 KV WL-A | Beaver 13.2 KV WL-A | 65.3 | 0.85 | 49.6 | 52.1 | 20 | N |  |  | OP | X | 6 | 1973 |  |  | N | IPP Non-CHP | 2 | X | DFO | [9 empty] | N | N |  | 1H | [23 empty] | N |  | N | 2869 | 3784489 | 65.3 | 318246.004 | 11891.7094 | 12.7769 |  |  | 1986 | 3 | 65.3 | 318246.004 | 618574.727 | 2003 | 65.3 | 65.3 | 318246.004 | 618574.727 | 618574.727 | Y | 163.45 | 1943.6999 | 2024
63239 | Vermillion Power LLC | 2869 | West Lorain | OH | Lorain | 1B | Petroleum Liquids | GT |  | S | X | X | Beaver 13.2 KV WL-B | Beaver 13.2 KV WL-B | 65.3 | 0.85 | 51.3 | 56.1 | 20 | N |  |  | OP | X | 6 | 1973 |  |  | N | IPP Non-CHP | 2 | X | DFO | [9 empty] | N | N |  | 1H | [23 empty] | N |  | N | 2869 | 3784489 | 65.3 | 318246.004 | 11891.7094 | 12.7769 |  |  | 1986 | 3 | 65.3 |  |  | 2003 | 65.3 | 65.3 |  |  | 618574.727 |  | 163.45 | 1943.6999 | 2024
63239 | Vermillion Power LLC | 2869 | West Lorain | OH | Lorain | 2 | Natural Gas Fired Combustion Turbine | GT |  | S | X | X | Beaver 13.2 KV WL20 | Beaver 13.2 KV WL20 | 85 | 0.85 | 79 | 85 | 50 | N |  |  | OP | X | 7 | 2001 |  |  | N | IPP Non-CHP | 2 | X | NG | DFO | [8 empty] | N | N |  | 1H | [23 empty] | Y | N | Y | 2869 | 3784489 | 85 | 318246.004 | 11891.7094 | 12.8511 |  |  | 2014 | 5 | 85 |  |  | 2031 | 85 | 85 |  |  | 442785.213 |  | 117 | 1391.33 | 2027
63239 | Vermillion Power LLC | 2869 | West Lorain | OH | Lorain | 3 | Natural Gas Fired Combustion Turbine | GT |  | S | X | X | Beaver 13.2 KV WL30 | Beaver 13.2 KV WL30 | 85 | 0.85 | 80.4 | 85 | 50 | N |  |  | OP | X | 7 | 2001 |  |  | N | IPP Non-CHP | 2 | X | NG | DFO | [8 empty] | N | N |  | 1H | [23 empty] | Y | N | Y | 2869 | 3784489 | 85 | 318246.004 | 11891.7094 | 12.8511 |  |  | 2014 | 5 | 85 |  |  | 2031 | 85 | 85 |  |  | 442785.213 |  | 117 | 1391.33 | 2027
63239 | Vermillion Power LLC | 2869 | West Lorain | OH | Lorain | 4 | Natural Gas Fired Combustion Turbine | GT |  | S | X | X | Beaver 13.2 KV WL40 | Beaver 13.2 KV WL40 | 85 | 0.85 | 79.1 | 85 | 50 | N |  |  | OP | X | 7 | 2001 |  |  | N | IPP Non-CHP | 2 | X | NG | DFO | [8 empty] | N | N |  | 1H | [23 empty] | Y | N | Y | 2869 | 3784489 | 85 | 318246.004 | 11891.7094 | 12.8511 |  |  | 2014 | 5 | 85 |  |  | 2031 | 85 | 85 |  |  | 442785.213 |  | 117 | 1391.33 | 2027
63239 | Vermillion Power LLC | 2869 | West Lorain | OH | Lorain | 5 | Natural Gas Fired Combustion Turbine | GT |  | S | X | X | Beaver 13.2 KV WL50 | Beaver 13.2 KV WL50 | 85 | 0.85 | 81.5 | 85 | 50 | N |  |  | OP | X | 7 | 2001 |  |  | N | IPP Non-CHP | 2 | X | NG | DFO | [8 empty] | N | N |  | 1H | [23 empty] | Y | N | Y | 2869 | 3784489 | 85 | 318246.004 | 11891.7094 | 12.8511 |  |  | 2014 | 5 | 85 |  |  | 2031 | 85 | 85 |  |  | 442785.213 |  | 117 | 1391.33 | 2027
63239 | Vermillion Power LLC | 2869 | West Lorain | OH | Lorain | 6 | Natural Gas Fired Combustion Turbine | GT |  | S | X | X | Beaver 13.2 KV WL60 | Beaver 13.2 KV WL60 | 85 | 0.85 | 79.6 | 85 | 50 | N |  |  | OP | X | 7 | 2001 |  |  | N | IPP Non-CHP | 2 | X | NG | DFO | [8 empty] | N | N |  | 1H | [23 empty] | Y | N | Y | 2869 | 3784489 | 85 | 318246.004 | 11891.7094 | 12.8511 |  |  | 2014 | 5 | 85 |  |  | 2031 | 85 | 85 |  |  | 442785.213 |  | 117 | 1391.33 | 2027
57359 | Richland-Stryker Generation LLC | 2880 | Richland | OH | Defiance | 1 | Petroleum Liquids | GT |  | S | X | X |  |  | 15 | 0.85 | 11 | 14 | 3 | N |  |  | OP | X | 12 | 1965 |  |  | N | IPP Non-CHP | 2 | X | DFO | NG | [8 empty] | N | N |  | 12H | [23 empty] | N | N | N | 2880 | 4797891 | 15 | 364083.007 | 13178.0141 | 35.4033 |  |  | 2001 | 5 | 15 | 364083.007 | 784215.2839 | 1995 | 15 | 15 | 36408.3007 | 78421.5284 | 784215.2839 | Y | 163.45 | 2153.9464 | 2024
57359 | Richland-Stryker Generation LLC | 2880 | Richland | OH | Defiance | 2 | Natural Gas Fired Combustion Turbine | GT |  | S | X | X |  |  | 15 | 0.85 | 11 | 14 | 3 | N |  |  | OP | X | 2 | 1966 |  |  | N | IPP Non-CHP | 2 | X | NG | DFO | [8 empty] | N | N |  | 12H | [23 empty] | N | N | N | 2880 | 4797891 | 15 | 364083.007 | 13178.0141 | 35.4033 |  |  | 2001 | 7 | 15 |  |  | 1996 | 15 | 15 |  |  | 561353.247 |  | 117 | 1541.8276 | 2027
57359 | Richland-Stryker Generation LLC | 2880 | Richland | OH | Defiance | 3 | Natural Gas Fired Combustion Turbine | GT |  | S | X | X |  |  | 15 | 0.85 | 11 | 14 | 3 | N |  |  | OP | X | 2 | 1966 |  |  | N | IPP Non-CHP | 2 | X | NG | DFO | [8 empty] | N | N |  | 12H | [23 empty] | N | N | N | 2880 | 4797891 | 15 | 364083.007 | 13178.0141 | 35.4033 |  |  | 2001 | 7 | 15 |  |  | 1996 | 15 | 15 |  |  | 561353.247 |  | 117 | 1541.8276 | 2027
57359 | Richland-Stryker Generation LLC | 2880 | Richland | OH | Defiance | 4 | Natural Gas Fired Combustion Turbine | GT |  | S | X | X |  |  | 135 | 0.85 | 112 | 130 | 40 | N |  |  | OP | X | 3 | 2001 |  |  | N | IPP Non-CHP | 2 | X | NG | [5 empty] | PG |  |  |  | N | N |  | 12H | [23 empty] | N | N | N | 2880 | 4797891 | 135 | 364083.007 | 13178.0141 | 37.4325 |  |  | 2038 | 8 | 135 |  |  | 2031 | 135 |  |  |  | 561353.247 |  | 117 | 1541.8276 | 2027
57359 | Richland-Stryker Generation LLC | 2880 | Richland | OH | Defiance | 5 | Natural Gas Fired Combustion Turbine | GT |  | S | X | X |  |  | 135 | 0.85 | 112 | 130 | 40 | N |  |  | OP | X | 3 | 2001 |  |  | N | IPP Non-CHP | 2 | X | NG | [5 empty] | PG |  |  |  | N | N |  | 12H | [23 empty] | N | N | N | 2880 | 4797891 | 135 | 364083.007 | 13178.0141 | 37.4325 |  |  | 2038 | 8 | 135 |  |  | 2031 | 135 |  |  |  | 561353.247 |  | 117 | 1541.8276 | 2027
57359 | Richland-Stryker Generation LLC | 2880 | Richland | OH | Defiance | 6 | Natural Gas Fired Combustion Turbine | GT |  | S | X | X |  |  | 135 | 0.85 | 112 | 130 | 40 | N |  |  | OP | X | 3 | 2001 |  |  | N | IPP Non-CHP | 2 | X | NG | [5 empty] | PG |  |  |  | N | N |  | 12H | [23 empty] | N | N | N | 2880 | 4797891 | 135 | 364083.007 | 13178.0141 | 37.4325 |  |  | 2038 | 8 | 135 |  |  | 2031 | 135 |  |  |  | 561353.247 |  | 117 | 1541.8276 | 2027
57359 | Richland-Stryker Generation LLC | 2881 | Stryker | OH | Williams | 1 | Petroleum Liquids | GT |  | S | X | X |  |  | 19 | 0.85 | 17 | 18 | 3 | N |  |  | OP | X | 2 | 1968 |  |  | N | IPP Non-CHP | 2 | X | DFO | [9 empty] | N | N |  | 12H | [23 empty] | N | N |  | 2881 | 827 | 19 | 41 | 20170.7317 | 46.0225 |  |  | 2014 | 2 | 19 | 41 | 135.1731 | 1998 | 19 | 19 | 41 | 135.1731 | 135.1731 | Y | 163.45 | 3296.9061 | 2024
2439 | City of Bryan - (OH) | 2903 | Bryan (OH) | OH | Williams | 1 | Natural Gas Fired Combustion Turbine | GT |  | S | X | X | PJM AEP Dayton | PJM AEP Dayton | 15.8 | 0.85 | 12.5 | 19.5 | 3 | N |  |  | OP | X | 7 | 1970 |  |  | N | Electric Utility | 1 | X | NG | DFO |  |  |  |  | NG |  |  |  | N | N |  | 1H | [23 empty] | Y | N | Y | 2903 | 52299 | 15.8 | 3092 | 16914.295 | 47.1323 |  |  | 2017 | 9 | 15.8 | 3092 | 6118.983 | 2000 | 15.8 | 15.8 | 1747.6522 | 3458.5556 | 6118.983 | Y | 117 | 1978.9725 | 2024
2439 | City of Bryan - (OH) | 2903 | Bryan (OH) | OH | Williams | 2 | Natural Gas Fired Combustion Turbine | GT |  | S | X | X | PJM AEP Dayton | PJM AEP Dayton | 16 | 0.85 | 12.5 | 19.5 | 3 | N |  |  | OP | X | 7 | 1988 |  |  | N | Electric Utility | 1 | X | NG | DFO |  |  |  |  | NG |  |  |  | N | N |  | 1H | [23 empty] | Y | N | Y | 2903 | 52299 | 16 | 3092 | 16914.295 | 47.1323 |  |  | 2035 | 9 | 16 |  |  | 2018 | 16 |  |  |  | 6118.983 |  | 117 | 1978.9725 | 2024
2439 | City of Bryan - (OH) | 2903 | Bryan (OH) | OH | Williams | 6 | Natural Gas Fired Combustion Turbine | GT |  | S | X | X | PJM AEP Dayton | PJM AEP Dayton | 5 | 0.8 | 4 | 6 | 1 | N |  |  | OP | X | 7 | 1963 |  |  | N | Electric Utility | 1 | X | NG | DFO |  |  |  |  | NG |  |  |  | N | N |  | 1H | [23 empty] | Y | N | Y | 2903 | 52299 | 5 | 3092 | 16914.295 | 30.1225 |  |  | 1993 | 8 | 5 |  |  | 1993 | 5 | 5 |  |  | 6118.983 |  | 117 | 1978.9725 | 2024
5336 | City of Dover - (OH) | 2914 | Dover | OH | Tuscarawas | 6 | Natural Gas Fired Combustion Turbine | GT |  | S | X | X |  |  | 19.5 | 0.85 | 15.3 | 15.3 | 8 | N |  |  | OP | X | 9 | 1992 |  |  | N | Electric Utility | 1 | X | NG | [9 empty] | N | N |  | 1H | [23 empty] | N | N | N | 2914 | 15550 | 19.5 | 927 | 16774.5415 | 44.2795 |  |  | 2036 | 12 | 19.5 | 927 | 1819.35 | 2022 | 19.5 |  |  |  | 1819.35 | Y | 117 | 1962.6214 | 2024
7977 | City of Hamilton - (OH) | 2917 | Hamilton (OH) | OH | Butler | GT2 | Natural Gas Fired Combustion Turbine | GT |  | S | X | X | 1107290425 |  | 16.3 | 0.85 | 12 | 16 | 5 | N |  |  | OP | X | 6 | 1971 |  |  | N | Electric Utility | 1 | X | NG | [9 empty] | N | N |  | 1H | [23 empty] | N | N | N | 2917 | 31181 | 16.3 | 982 | 31752.5458 | 44.7328 |  |  | 2016 | 3 | 16.3 | 982 | 3648.177 | 2001 | 16.3 | 16.3 | 982 | 3648.177 | 3648.177 | Y | 117 | 3715.0479 | 2024
15095 | City of Piqua - (OH) | 2937 | Piqua Power Plant | OH | Miami | 11 | Petroleum Liquids | GT |  | S | X | X |  |  | 16.3 | 0.9 | 16.5 | 16.5 | 13 | N |  |  | OP | X | 12 | 1989 |  |  | N | Electric Utility | 1 | X | DFO | [9 empty] | N |  |  | 1H | [23 empty] | N | N | N | 2937 | 12957 | 16.3 | 442 | 29314.4796 | 46.0389 |  |  | 2035 | 12 | 16.3 | 442 | 2117.8216 | 2019 | 16.3 |  | 243.5262 | 1166.8439 | 2117.8216 | Y | 163.45 | 4791.4517 | 2024
15095 | City of Piqua - (OH) | 2937 | Piqua Power Plant | OH | Miami | 8 | Petroleum Liquids | GT |  | S | X | X |  |  | 20 | 0.85 | 20 | 20 | 14 | N |  |  | OP | X | 1 | 1972 |  |  | N | Electric Utility | 1 | X | DFO | [9 empty] | N | N | 0 | 1H |  |  |  | N | [19 empty] | N |  |  | 2937 | 12957 | 20 | 442 | 29314.4796 | 35.5622 |  |  | 2007 | 8 | 20 |  |  | 2002 | 20 | 20 |  |  | 2117.8216 |  | 163.45 | 4791.4517 | 2024
17891 | City of St Marys - (OH) | 2942 | St Marys | OH | Auglaize | 7 | Petroleum Liquids | GT |  | S | X | X |  |  | 14 | 0.8 | 12 | 12 | 1 | N |  |  | SB | N | 8 | 1992 |  |  | N | Electric Utility | 1 | X | DFO | [5 empty] | DFO |  |  |  | N | N |  | 1H | [23 empty] | N | N | N | 2942 | 128210 | 14 | 629 | 203831.4785 | 42.6681 |  |  | 2035 | 4 | 14 | 629 | 20955.9245 | 2022 | 14 |  |  |  | 20955.9245 | Y | 163.45 | 33316.2552 | 2024
17891 | City of St Marys - (OH) | 2942 | St Marys | OH | Auglaize | GT1 | Natural Gas Fired Combustion Turbine | GT |  | J | X | X |  |  | 11 | 0.85 | 10.4 | 10.4 | 1 | N |  |  | SB | Y | 12 | 1999 |  |  | N | Electric Utility | 1 | X | NG | [9 empty] | N | N |  | 1H | [23 empty] | N | N |  | 2942 | 128210 | 11 | 629 | 203831.4785 | 41.1839 |  |  | 2041 | 2 |  |  |  | 2029 | 11 |  |  |  | 15000.57 |  | 117 | 23848.283 | 2024
63035 | Hamilton Power, LLC | 3109 | Hamilton (PA) | PA | Adams | 1 | Petroleum Liquids | GT |  | S | X | X | 50738 | HAMILTON 13 KV HAMLTN | 19.6 | 0.85 | 20.4 | 24 | 18 | N |  |  | OP | X | 6 | 1971 |  |  | N | IPP Non-CHP | 2 | X | DFO | [9 empty] | N | N |  | 1H | [23 empty] | N |  |  | 3109 | 5213 | 19.6 | 172 | 30308.1395 | 37.2808 |  |  | 2008 | 9 | 19.6 | 172 | 852.0648 | 2001 | 19.6 | 19.6 | 172 | 852.0648 | 852.0648 | Y | 163.45 | 4953.8654 | 2024
63036 | Hunterstown Power, LLC | 3110 | Hunterstown | PA | Adams | 1 | Natural Gas Fired Combustion Turbine | GT |  | S | X | X | 50739 | HUNTERST 13 KV HUNTR1 | 20 | 0.85 | 21 | 20 | 18 | N |  |  | OP | X | 5 | 1971 |  |  | N | IPP Non-CHP | 2 | X | NG | DFO | [8 empty] | N | N |  | 1H | [23 empty] | Y | N | Y | 3110 | 454606 | 20 | 30950 | 14688.4006 | 35.007 |  |  | 2006 | 5 | 20 | 30950 | 53188.902 | 2001 | 20 | 20 | 30950 | 53188.902 | 53188.902 | Y | 117 | 1718.5429 | 2024
63036 | Hunterstown Power, LLC | 3110 | Hunterstown | PA | Adams | 2 | Natural Gas Fired Combustion Turbine | GT |  | S | X | X | 50740 | HUNTERST 13 KV HUNTR2 | 20 | 0.85 | 21.5 | 20 | 17 | N |  |  | OP | X | 5 | 1971 |  |  | N | IPP Non-CHP | 2 | X | NG | DFO | [8 empty] | N | N |  | 1H | [23 empty] | Y | N | Y | 3110 | 454606 | 20 | 30950 | 14688.4006 | 35.007 |  |  | 2006 | 5 | 20 |  |  | 2001 | 20 | 20 |  |  | 53188.902 |  | 117 | 1718.5429 | 2024
63036 | Hunterstown Power, LLC | 3110 | Hunterstown | PA | Adams | 3 | Natural Gas Fired Combustion Turbine | GT |  | S | X | X | 50741 | HUNTERST 13 KV HUNTR3 | 20 | 0.85 | 21.5 | 20 | 18 | N |  |  | OP | X | 5 | 1971 |  |  | N | IPP Non-CHP | 2 | X | NG | DFO | [8 empty] | N | N |  | 1H | [23 empty] | Y | N | Y | 3110 | 454606 | 20 | 30950 | 14688.4006 | 35.007 |  |  | 2006 | 5 | 20 |  |  | 2001 | 20 | 20 |  |  | 53188.902 |  | 117 | 1718.5429 | 2024
63037 | Mountain Power, LLC | 3111 | Mountain | PA | Cumberland | 1 | Petroleum Liquids | GT |  | S | X | X | 50743 | MOUN ME 13 KV GEN #1 | 27 | 0.85 | 19.5 | 25 | 18 | N |  |  | OP | X | 6 | 1972 |  |  | N | IPP Non-CHP | 2 | X | DFO | NG | [8 empty] | N | N |  | 1H | [23 empty] | N | N | N | 3111 | 62430 | 27 | 3710 | 16827.4933 | 44.6113 |  |  | 2017 | 1 | 27 | 3710 | 10204.1835 | 2002 | 27 | 27 | 3710 | 10204.1835 | 10204.1835 | Y | 163.45 | 2750.4538 | 2024
63037 | Mountain Power, LLC | 3111 | Mountain | PA | Cumberland | 2 | Petroleum Liquids | GT |  | S | X | X | 50744 | MOUN ME 13 KV GEN #2 | 27 | 0.85 | 20.6 | 25 | 18 | N |  |  | OP | X | 6 | 1972 |  |  | N | IPP Non-CHP | 2 | X | DFO | NG | [8 empty] | N | N |  | 1H | [23 empty] | N | N | N | 3111 | 62430 | 27 | 3710 | 16827.4933 | 44.6113 |  |  | 2017 | 1 | 27 |  |  | 2002 | 27 | 27 |  |  | 10204.1835 |  | 163.45 | 2750.4538 | 2024
63038 | Orrtanna Power, LLC | 3112 | Orrtanna | PA | Adams | 1 | Petroleum Liquids | GT |  | S | X | X | 50745 | ORRTANNA 13KV ORRTAN | 27 | 0.85 | 20.2 | 26 | 18 | N |  |  | OP | X | 5 | 1971 |  |  | N | IPP Non-CHP | 2 | X | DFO | [9 empty] | N | N |  | 1H | [23 empty] | N | N | N | 3112 | 4127 | 27 | 35 | 117914.2857 | 35.7292 |  |  | 2007 | 2 | 27 | 35 | 674.5581 | 2001 | 27 | 27 | 35 | 674.5581 | 674.5581 | Y | 163.45 | 19273.09 | 2024
63039 | Portland Power, LLC | 3113 | Portland (PA) | PA | Northampton | 3 | Petroleum Liquids | GT |  | S | X | X | 50750 | PORTLAND 13 KV CT 3 | 18 | 0.85 | 16 | 15 | 13 | N |  |  | OP | X | 12 | 1967 |  |  | N | IPP Non-CHP | 2 | X | DFO | NG | [8 empty] | N | N |  | 1H | [23 empty] | Y | N | Y | 3113 | 41273 | 18 | 2026 | 20371.6683 | 46.7472 |  |  | 2014 | 9 | 18 | 2026 | 6746.0718 | 1997 | 18 | 18 | 396.8454 | 1321.3955 | 6746.0718 | Y | 163.45 | 3329.7492 | 2024
63039 | Portland Power, LLC | 3113 | Portland (PA) | PA | Northampton | 4 | Petroleum Liquids | GT |  | S | X | X | 50751 | PORTLAND 13 KV CT 4 | 20 | 0.85 | 21 | 20 | 17 | N |  |  | OP | X | 5 | 1971 |  |  | N | IPP Non-CHP | 2 | X | DFO | NG | [8 empty] | N | N |  | 1H | [23 empty] | Y | N | Y | 3113 | 41273 | 20 | 2026 | 20371.6683 | 43.143 |  |  | 2014 | 7 | 20 |  |  | 2001 | 20 | 20 |  |  | 6746.0718 |  | 163.45 | 3329.7492 | 2024
63039 | Portland Power, LLC | 3113 | Portland (PA) | PA | Northampton | 5 | Petroleum Liquids | GT |  | S | X | X | 50749 | PORTLAND 13 KV CT 5 | 156 | 0.85 | 140.5 | 155 | 90 | N |  |  | OP | X | 4 | 1997 |  |  | N | IPP Non-CHP | 2 | X | DFO | [9 empty] | N | N |  | 1H | [23 empty] | N | N | N | 3113 | 41273 | 156 | 2026 | 20371.6683 | 44.161 |  |  | 2041 | 6 |  |  |  | 2027 | 156 |  |  |  | 6746.0718 |  | 163.45 | 3329.7492 | 2024
63040 | Shawnee Power, LLC | 3114 | Shawnee (PA) | PA | Monroe | 1 | Petroleum Liquids | GT |  | S | X | X | 50753 | SHAWNEE 13 KV SHAWNE | 20 | 0.85 | 20.6 | 24 | 17 | N |  |  | OP | X | 6 | 1972 |  |  | N | IPP Non-CHP | 2 | X | DFO | [9 empty] | N | N |  | 1H | [23 empty] | N | N |  | 3114 | 5005 | 20 | 133 | 37631.5789 | 29.7182 |  |  | 2002 | 3 | 20 | 133 | 818.0672 | 2002 | 20 | 20 | 133 | 818.0672 | 818.0672 | Y | 163.45 | 6150.8816 | 2024
63042 | Tolna Power, LLC | 3116 | Tolna | PA | York | 1 | Petroleum Liquids | GT |  | S | X | X | 50760 | TOLNA 13 KV GEN1 | 27 | 0.85 | 21 | 25 | 18 | N |  |  | OP | X | 6 | 1972 |  |  | N | IPP Non-CHP | 2 | X | DFO | [9 empty] | N | N |  | 1H | [23 empty] | N | N | N | 3116 | 48455 | 27 | 2856 | 16966.0364 | 45.5137 |  |  | 2017 | 12 | 27 | 2856 | 7919.9697 | 2002 | 27 | 27 | 2856 | 7919.9697 | 7919.9697 | Y | 163.45 | 2773.0987 | 2024
63042 | Tolna Power, LLC | 3116 | Tolna | PA | York | 2 | Petroleum Liquids | GT |  | S | X | X | 50761 | TOLNA 13 KV GEN2 | 27 | 0.85 | 20.2 | 25 | 18 | N |  |  | OP | X | 6 | 1972 |  |  | N | IPP Non-CHP | 2 | X | DFO | [9 empty] | N | N |  | 1H | [23 empty] | N | N | N | 3116 | 48455 | 27 | 2856 | 16966.0364 | 45.5137 |  |  | 2017 | 12 | 27 |  |  | 2002 | 27 | 27 |  |  | 7919.9697 |  | 163.45 | 2773.0987 | 2024
63043 | Blossburg Power, LLC | 3120 | Blossburg | PA | Tioga | 1 | Natural Gas Fired Combustion Turbine | GT |  | S | X | X | 50765 | bLOSSBUR 13 KV UNITCT | 24 | 0.85 | 20.9 | 19 | 16 | N |  |  | OP | X | 5 | 1971 |  |  | N | IPP Non-CHP | 2 | X | NG | [9 empty] | N | N |  | 1H | [23 empty] | N | N | N | 3120 | 11803 | 24 | 543 | 21736.6483 | 36.0678 |  |  | 2007 | 6 | 24 | 543 | 1380.951 | 2001 | 24 | 24 | 543 | 1380.951 | 1380.951 | Y | 117 | 2543.1878 | 2024
63045 | Warren Generation, LLC | 3132 | Warren | PA | Warren | 3 | Natural Gas Fired Combustion Turbine | GT |  | S | X | X | 50803 | 50803 | 53.1 | 0.85 | 62 | 50.1 | 5 | N |  |  | OP | X | 9 | 1972 |  |  | N | IPP Non-CHP | 2 | X | NG | DFO | [8 empty] | N | N |  | 1H | [23 empty] | Y | N | Y | 3132 | 130040 | 53.1 | 7126.999 | 18246.1089 | 44.3975 |  |  | 2017 | 2 | 53.1 | 7126.999 | 15214.68 | 2002 | 53.1 | 53.1 | 7126.999 | 15214.68 | 15214.68 | Y | 117 | 2134.7947 | 2024
22001 | Sunbury Generation LP | 3152 | Sunbury Generation LP | PA | Snyder | CTG1 | Petroleum Liquids | GT |  | S | X | X | SUNBURY | SUNBURY | 23.6 | 0.85 | 18 | 18 | 2 | N |  |  | SB | Y | 11 | 1971 |  |  | N | IPP Non-CHP | 2 | X | DFO | [9 empty] | N | N |  | 1H | [23 empty] | N | N | N | 3152 | 4177 | 23.6 | 136 | 30713.2353 | 28.9362 |  |  | 2000 | 10 | 23.6 | 136 | 682.7306 | 2001 | 23.6 | 23.6 | 136 | 682.7306 | 682.7306 | Y | 163.45 | 5020.0783 | 2024
22001 | Sunbury Generation LP | 3152 | Sunbury Generation LP | PA | Snyder | CTG2 | Petroleum Liquids | GT |  | S | X | X | SUNBURY | SUNBURY | 23.6 | 0.85 | 18 | 18 | 2 | N |  |  | SB | Y | 11 | 1971 |  |  | N | IPP Non-CHP | 2 | X | DFO | [9 empty] | N | N |  | 1H | [23 empty] | N | N | N | 3152 | 4177 | 23.6 | 136 | 30713.2353 | 28.9362 |  |  | 2000 | 10 | 23.6 |  |  | 2001 | 23.6 | 23.6 |  |  | 682.7306 |  | 163.45 | 5020.0783 | 2024
6035 | Constellation Power, Inc | 3157 | Chester Generating Station | PA | Chester | 7 | Petroleum Liquids | GT |  | S | X | X | CHESTER 13 KV UNIT 7 | CHESTER 13 KV UNIT 7 | 18.6 | 0.85 | 13 | 18 | 5 | N |  |  | OP | X | 2 | 1969 |  |  | N | IPP Non-CHP | 2 | X | DFO | [9 empty] | N | N |  | 10M | [23 empty] | N |  |  | 3157 | 1681 | 18.6 | 94 | 17882.9787 | 44.5528 |  |  | 2013 | 9 | 18.6 | 94 | 274.7594 | 1999 | 18.6 | 18.6 | 94 | 274.7594 | 274.7594 | Y | 163.45 | 2922.9729 | 2024
6035 | Constellation Power, Inc | 3157 | Chester Generating Station | PA | Chester | 8 | Petroleum Liquids | GT |  | S | X | X | CHESTER 13 KV UNIT 8 | CHESTER 13 KV UNIT 8 | 18.6 | 0.85 | 13 | 18 | 5 | N |  |  | OP | X | 5 | 1969 |  |  | N | IPP Non-CHP | 2 | X | DFO | [9 empty] | N | N |  | 10M | [23 empty] | N |  |  | 3157 | 1681 | 18.6 | 94 | 17882.9787 | 44.5528 |  |  | 2013 | 12 | 18.6 |  |  | 1999 | 18.6 | 18.6 |  |  | 274.7594 |  | 163.45 | 2922.9729 | 2024
6035 | Constellation Power, Inc | 3157 | Chester Generating Station | PA | Chester | 9 | Petroleum Liquids | GT |  | S | X | X | CHESTER 13 KV UNIT 9 | CHESTER 13 KV UNIT 9 | 18.6 | 0.85 | 13 | 18 | 5 | N |  |  | OP | X | 3 | 1969 |  |  | N | IPP Non-CHP | 2 | X | DFO | [9 empty] | N | N |  | 10M | [23 empty] | N |  |  | 3157 | 1681 | 18.6 | 94 | 17882.9787 | 44.5528 |  |  | 2013 | 10 | 18.6 |  |  | 1999 | 18.6 | 18.6 |  |  | 274.7594 |  | 163.45 | 2922.9729 | 2024
6035 | Constellation Power, Inc | 3160 | Delaware Generating Station | PA | Philadelphia | 10 | Petroleum Liquids | GT |  | S | X | X | DELA PE 13 KV UNIT10 | DELA PE 13 KV UNIT10 | 18.6 | 0.85 | 13 | 18 | 5 | N |  |  | OP | X | 5 | 1969 |  |  | N | IPP Non-CHP | 2 | X | DFO | [9 empty] | N | N |  | 10M | [23 empty] | N |  |  | 3160 | 6370 | 18.6 | 202 | 31534.6535 | 44.4728 |  |  | 2013 | 11 | 18.6 | 202 | 1041.1765 | 1999 | 18.6 | 18.6 | 202 | 1041.1765 | 1041.1765 | Y | 163.45 | 5154.3391 | 2024
6035 | Constellation Power, Inc | 3160 | Delaware Generating Station | PA | Philadelphia | 11 | Petroleum Liquids | GT |  | S | X | X | DELA PE 13 KV UNIT11 | DELA PE 13 KV UNIT11 | 18.6 | 0.85 | 13 | 18 | 5 | N |  |  | OP | X | 4 | 1969 |  |  | N | IPP Non-CHP | 2 | X | DFO | [9 empty] | N | N |  | 10M | [23 empty] | N |  |  | 3160 | 6370 | 18.6 | 202 | 31534.6535 | 44.4728 |  |  | 2013 | 10 | 18.6 |  |  | 1999 | 18.6 | 18.6 |  |  | 1041.1765 |  | 163.45 | 5154.3391 | 2024
6035 | Constellation Power, Inc | 3160 | Delaware Generating Station | PA | Philadelphia | 12 | Petroleum Liquids | GT |  | S | X | X | DELA PE 13 KV UNIT12 | DELA PE 13 KV UNIT12 | 18.6 | 0.85 | 13 | 18 | 5 | N |  |  | OP | X | 5 | 1969 |  |  | N | IPP Non-CHP | 2 | X | DFO | [9 empty] | N | N |  | 10M | [23 empty] | N |  |  | 3160 | 6370 | 18.6 | 202 | 31534.6535 | 44.4728 |  |  | 2013 | 11 | 18.6 |  |  | 1999 | 18.6 | 18.6 |  |  | 1041.1765 |  | 163.45 | 5154.3391 | 2024
6035 | Constellation Power, Inc | 3160 | Delaware Generating Station | PA | Philadelphia | 9 | Petroleum Liquids | GT |  | S | X | X | DELA PE 13 KV UNIT09 | DELA PE 13 KV UNIT09 | 21.2 | 0.85 | 17 | 20 | 5 | N |  |  | OP | X | 7 | 1970 |  |  | N | IPP Non-CHP | 2 | X | DFO | [9 empty] | N | N |  | 10M | [23 empty] | N |  |  | 3160 | 6370 | 21.2 | 202 | 31534.6535 | 30.4186 |  |  | 2000 | 12 | 21.2 |  |  | 2000 | 21.2 | 21.2 |  |  | 1041.1765 |  | 163.45 | 5154.3391 | 2024
6035 | Constellation Power, Inc | 3161 | Eddystone Generating Station | PA | Delaware | 10 | Petroleum Liquids | GT |  | S | X | X | EDDYSTON13 KV UNIT10 | EDDYSTON13 KV UNIT10 | 18.6 | 0.85 | 13 | 18 | 5 | N |  |  | OP | X | 5 | 1967 |  |  | N | IPP Non-CHP | 2 | X | DFO | [9 empty] | N | N |  | 10M | [23 empty] | N |  |  | 3161 | 15677 | 18.6 | 160 | 97981.25 | 46.5798 |  |  | 2013 | 12 | 18.6 | 160 | 2562.4056 | 1997 | 18.6 | 18.6 | 160 | 2562.4056 | 2562.4056 | Y | 163.45 | 16015.0353 | 2024
6035 | Constellation Power, Inc | 3161 | Eddystone Generating Station | PA | Delaware | 20 | Petroleum Liquids | GT |  | S | X | X | EDDYSTON13 KV UNIT20 | EDDYSTON13 KV UNIT20 | 18.6 | 0.85 | 13 | 18 | 5 | N |  |  | OP | X | 10 | 1967 |  |  | N | IPP Non-CHP | 2 | X | DFO | [9 empty] | N | N | 0 | 10M | [23 empty] | N |  |  | 3161 | 15677 | 18.6 | 160 | 97981.25 | 46.5798 |  |  | 2014 | 5 | 18.6 |  |  | 1997 | 18.6 | 18.6 |  |  | 2562.4056 |  | 163.45 | 16015.0353 | 2024
6035 | Constellation Power, Inc | 3161 | Eddystone Generating Station | PA | Delaware | 30 | Petroleum Liquids | GT |  | S | X | X | EDDYSTON13 KV UNIT30 | EDDYSTON13 KV UNIT30 | 21.2 | 0.85 | 17 | 20 | 5 | N |  |  | OP | X | 3 | 1970 |  |  | N | IPP Non-CHP | 2 | X | DFO | [9 empty] | N | N |  | 10M | [23 empty] | N |  |  | 3161 | 15677 | 21.2 | 160 | 97981.25 | 31.121 |  |  | 2001 | 4 | 21.2 |  |  | 2000 | 21.2 | 21.2 |  |  | 2562.4056 |  | 163.45 | 16015.0353 | 2024
6035 | Constellation Power, Inc | 3161 | Eddystone Generating Station | PA | Delaware | 40 | Petroleum Liquids | GT |  | S | X | X | EDDYSTON13 KV UNIT40 | EDDYSTON13 KV UNIT40 | 21.2 | 0.85 | 17 | 20 | 5 | N |  |  | OP | X | 6 | 1970 |  |  | N | IPP Non-CHP | 2 | X | DFO | [9 empty] | N | N | 0 | 10M | [23 empty] | N |  |  | 3161 | 15677 | 21.2 | 160 | 97981.25 | 31.121 |  |  | 2001 | 7 | 21.2 |  |  | 2000 | 21.2 | 21.2 |  |  | 2562.4056 |  | 163.45 | 16015.0353 | 2024
6035 | Constellation Power, Inc | 3162 | Falls | PA | Bucks | 1 | Petroleum Liquids | GT |  | S | X | X | FALLS 13 KV UNIT01 | FALLS 13 KV UNIT01 | 21.2 | 0.85 | 17 | 20 | 5 | N |  |  | OP | X | 5 | 1970 |  |  | N | IPP Non-CHP | 2 | X | DFO | [9 empty] | N | N |  | 10M | [23 empty] | N |  |  | 3162 | 3689 | 21.2 | 187 | 19727.2727 | 44.5715 |  |  | 2014 | 12 | 21.2 | 187 | 602.967 | 2000 | 21.2 | 21.2 | 187 | 602.967 | 602.967 | Y | 163.45 | 3224.4227 | 2024
6035 | Constellation Power, Inc | 3162 | Falls | PA | Bucks | 2 | Petroleum Liquids | GT |  | S | X | X | FALLS 13 KV UNIT02 | FALLS 13 KV UNIT02 | 21.2 | 0.85 | 17 | 20 | 5 | N |  |  | OP | X | 5 | 1970 |  |  | N | IPP Non-CHP | 2 | X | DFO | [9 empty] | N | N |  | 10M | [23 empty] | N |  |  | 3162 | 3689 | 21.2 | 187 | 19727.2727 | 44.5715 |  |  | 2014 | 12 | 21.2 |  |  | 2000 | 21.2 | 21.2 |  |  | 602.967 |  | 163.45 | 3224.4227 | 2024
6035 | Constellation Power, Inc | 3162 | Falls | PA | Bucks | 3 | Petroleum Liquids | GT |  | S | X | X | FALLS 13 KV UNIT03 | FALLS 13 KV UNIT03 | 21.2 | 0.85 | 17 | 20 | 5 | N |  |  | OP | X | 6 | 1970 |  |  | N | IPP Non-CHP | 2 | X | DFO | [9 empty] | N | N |  | 10M | [23 empty] | N |  |  | 3162 | 3689 | 21.2 | 187 | 19727.2727 | 44.5715 |  |  | 2015 | 1 | 21.2 |  |  | 2000 | 21.2 | 21.2 |  |  | 602.967 |  | 163.45 | 3224.4227 | 2024
6035 | Constellation Power, Inc | 3163 | Moser Generating Station | PA | Montgomery | 1 | Petroleum Liquids | GT |  | S | X | X | MOSER 13 KV UNIT1 | MOSER 13 KV UNIT1 | 21.2 | 0.85 | 17 | 20 | 5 | N |  |  | OP | X | 6 | 1970 |  |  | N | IPP Non-CHP | 2 | X | DFO | [9 empty] | N | N |  | 10M | [23 empty] | N |  |  | 3163 | 39515 | 21.2 | 2683 | 14727.9165 | 32.8553 |  |  | 2003 | 4 | 21.2 | 2683 | 6458.7267 | 2000 | 21.2 | 21.2 | 2683 | 6458.7267 | 6458.7267 | Y | 163.45 | 2407.278 | 2024
6035 | Constellation Power, Inc | 3163 | Moser Generating Station | PA | Montgomery | 2 | Petroleum Liquids | GT |  | S | X | X | MOSER 13 KV UNIT2 | MOSER 13 KV UNIT2 | 21.2 | 0.85 | 17 | 20 | 5 | N |  |  | OP | X | 5 | 1970 |  |  | N | IPP Non-CHP | 2 | X | DFO | [9 empty] | N | N |  | 10M | [23 empty] | N |  |  | 3163 | 39515 | 21.2 | 2683 | 14727.9165 | 32.8553 |  |  | 2003 | 3 | 21.2 |  |  | 2000 | 21.2 | 21.2 |  |  | 6458.7267 |  | 163.45 | 2407.278 | 2024
6035 | Constellation Power, Inc | 3163 | Moser Generating Station | PA | Montgomery | 3 | Petroleum Liquids | GT |  | S | X | X | MOSER 13 KV UNIT3 | MOSER 13 KV UNIT3 | 21.2 | 0.85 | 17 | 20 | 5 | N |  |  | OP | X | 6 | 1970 |  |  | N | IPP Non-CHP | 2 | X | DFO | [9 empty] | N | N |  | 10M | [23 empty] | N |  |  | 3163 | 39515 | 21.2 | 2683 | 14727.9165 | 32.8553 |  |  | 2003 | 4 | 21.2 |  |  | 2000 | 21.2 | 21.2 |  |  | 6458.7267 |  | 163.45 | 2407.278 | 2024
6035 | Constellation Power, Inc | 3168 | Richmond Generating Station | PA | Philadelphia | 91 | Petroleum Liquids | GT |  | S | X | X | RICH PE 13 KV UNIT91 | RICH PE 13 KV UNIT91 | 65.8 | 0.9 | 49 | 66 | 20 | N |  |  | OP | X | 6 | 1973 |  |  | N | IPP Non-CHP | 2 | X | DFO | [9 empty] | N | N |  | 1H | [23 empty] | N |  |  | 3168 | 9441 | 65.8 | 678 | 13924.7788 | 42.0042 |  |  | 2015 | 6 | 65.8 | 678 | 1543.1314 | 2003 | 65.8 | 65.8 | 678 | 1543.1314 | 1543.1314 | Y | 163.45 | 2276.0051 | 2024
6035 | Constellation Power, Inc | 3168 | Richmond Generating Station | PA | Philadelphia | 92 | Petroleum Liquids | GT |  | S | X | X | RICH PE 13 KV UNIT92 | RICH PE 13 KV UNIT92 | 65.8 | 0.9 | 49 | 66 | 20 | N |  |  | OP | X | 6 | 1973 |  |  | N | IPP Non-CHP | 2 | X | DFO | [9 empty] | N | N |  | 1H | [23 empty] | N |  |  | 3168 | 9441 | 65.8 | 678 | 13924.7788 | 42.0042 |  |  | 2015 | 6 | 65.8 |  |  | 2003 | 65.8 | 65.8 |  |  | 1543.1314 |  | 163.45 | 2276.0051 | 2024
6035 | Constellation Power, Inc | 3169 | Schuylkill Generating Station | PA | Philadelphia | 10 | Petroleum Liquids | GT |  | S | X | X | SCHUYLKI13 KV UNIT10 | SCHUYLKI13 KV UNIT10 | 18.6 | 0.85 | 13 | 18 | 5 | N |  |  | OP | X | 5 | 1969 |  |  | N | IPP Non-CHP | 2 | X | DFO | [9 empty] | N | N |  | 10M | [23 empty] | N |  |  | 3169 | 2867 | 18.6 | 183 | 15666.6667 | 46.8583 |  |  | 2016 | 3 | 18.6 | 183 | 468.6111 | 1999 | 18.6 | 18.6 | 183 | 468.6111 | 468.6111 | Y | 163.45 | 2560.7167 | 2024
6035 | Constellation Power, Inc | 3169 | Schuylkill Generating Station | PA | Philadelphia | 11 | Petroleum Liquids | GT |  | S | X | X | SCHUYLKI13 KV UNIT11 | SCHUYLKI13 KV UNIT11 | 21.2 | 0.85 | 17 | 20 | 5 | N |  |  | OP | X | 6 | 1971 |  |  | N | IPP Non-CHP | 2 | X | DFO | [9 empty] | N | N |  | 10M | [23 empty] | N |  |  | 3169 | 2867 | 21.2 | 183 | 15666.6667 | 36.1787 |  |  | 2007 | 8 | 21.2 |  |  | 2001 | 21.2 | 21.2 |  |  | 468.6111 |  | 163.45 | 2560.7167 | 2024
6035 | Constellation Power, Inc | 3170 | Southwark | PA | Philadelphia | 3 | Petroleum Liquids | GT |  | S | X | X | SWARK 13 KV UNIT3 | SWARK 13 KV UNIT3 | 18.6 | 0.85 | 13 | 18 | 5 | N |  |  | OP | X | 6 | 1967 |  |  | N | IPP Non-CHP | 2 | X | DFO | [9 empty] | N | N |  | 10M | [23 empty] | N | N |  | 3170 | 5408 | 18.6 | 168 | 32190.4762 | 44.4728 |  |  | 2011 | 12 | 18.6 | 168 | 883.9376 | 1997 | 18.6 | 18.6 | 168 | 883.9376 | 883.9376 | Y | 163.45 | 5261.5333 | 2024
6035 | Constellation Power, Inc | 3170 | Southwark | PA | Philadelphia | 4 | Petroleum Liquids | GT |  | S | X | X | SWARK 13 KV UNIT4 | SWARK 13 KV UNIT4 | 18.6 | 0.85 | 13 | 18 | 5 | N |  |  | OP | X | 10 | 1967 |  |  | N | IPP Non-CHP | 2 | X | DFO | [9 empty] | N | N |  | 10M | [23 empty] | N | N |  | 3170 | 5408 | 18.6 | 168 | 32190.4762 | 44.4728 |  |  | 2012 | 4 | 18.6 |  |  | 1997 | 18.6 | 18.6 |  |  | 883.9376 |  | 163.45 | 5261.5333 | 2024
6035 | Constellation Power, Inc | 3170 | Southwark | PA | Philadelphia | 5 | Petroleum Liquids | GT |  | S | X | X | SWARK 13 KV UNIT5 | SWARK 13 KV UNIT5 | 18.6 | 0.85 | 13 | 18 | 5 | N |  |  | OP | X | 7 | 1967 |  |  | N | IPP Non-CHP | 2 | X | DFO | [9 empty] | N | N |  | 10M | [23 empty] | N | N |  | 3170 | 5408 | 18.6 | 168 | 32190.4762 | 44.4728 |  |  | 2012 | 1 | 18.6 |  |  | 1997 | 18.6 | 18.6 |  |  | 883.9376 |  | 163.45 | 5261.5333 | 2024
6035 | Constellation Power, Inc | 3170 | Southwark | PA | Philadelphia | 6 | Petroleum Liquids | GT |  | S | X | X | SWARK 13 KV UNIT6 | SWARK 13 KV UNIT6 | 18.6 | 0.85 | 13 | 18 | 5 | N |  |  | OP | X | 11 | 1968 |  |  | N | IPP Non-CHP | 2 | X | DFO | [9 empty] | N | N |  | 10M | [23 empty] | N |  |  | 3170 | 5408 | 18.6 | 168 | 32190.4762 | 44.4728 |  |  | 2013 | 5 | 18.6 |  |  | 1998 | 18.6 | 18.6 |  |  | 883.9376 |  | 163.45 | 5261.5333 | 2024
56609 | Calpine Mid-Atlantic Generation LLC | 3785 | Tasley | VA | Accomack | TAS | Petroleum Liquids | GT |  | S | X | X | 50924 | 50924 | 27 | 0.8 | 29.9 | 40.3 | 26.9 | N |  |  | SB | Y | 6 | 1972 |  |  | N | IPP Non-CHP | 2 | X | DFO | [9 empty] | N | N |  | 1H | [23 empty] | N | N |  | 3785 | 5433 | 27 | 291 | 18670.1031 | 45.2609 |  |  | 2017 | 9 | 27 | 291 | 888.0238 | 2002 | 27 | 27 | 291 | 888.0238 | 888.0238 | Y | 163.45 | 3051.6284 | 2024
19876 | Virginia Electric & Power Co | 3799 | Low Moor | VA | Alleghany | GT1 | Petroleum Liquids | GT |  | S | X | X |  |  | 20.7 | 0.85 | 12 | 17 | 3 | N |  |  | OP | X | 7 | 1971 |  |  | N | Electric Utility | 1 | X | DFO | [12 empty] | 1H | [23 empty] | N |  |  | 3799 | 17384 | 20.7 | 996 | 17453.8153 | 45.4078 |  |  | 2016 | 12 | 20.7 | 996 | 2841.4148 | 2001 | 20.7 | 20.7 | 996 | 2841.4148 | 2841.4148 | Y | 163.45 | 2852.8261 | 2024
19876 | Virginia Electric & Power Co | 3799 | Low Moor | VA | Alleghany | GT2 | Petroleum Liquids | GT |  | S | X | X |  |  | 20.7 | 0.85 | 12 | 16 | 3 | N |  |  | OP | X | 7 | 1971 |  |  | N | Electric Utility | 1 | X | DFO | [12 empty] | 1H | [23 empty] | N |  |  | 3799 | 17384 | 20.7 | 996 | 17453.8153 | 45.4078 |  |  | 2016 | 12 | 20.7 |  |  | 2001 | 20.7 | 20.7 |  |  | 2841.4148 |  | 163.45 | 2852.8261 | 2024
19876 | Virginia Electric & Power Co | 3799 | Low Moor | VA | Alleghany | GT3 | Petroleum Liquids | GT |  | S | X | X |  |  | 20.7 | 0.85 | 12 | 15 | 3 | N |  |  | OP | X | 8 | 1971 |  |  | N | Electric Utility | 1 | X | DFO | [12 empty] | 1H | [23 empty] | N |  |  | 3799 | 17384 | 20.7 | 996 | 17453.8153 | 45.4078 |  |  | 2017 | 1 | 20.7 |  |  | 2001 | 20.7 | 20.7 |  |  | 2841.4148 |  | 163.45 | 2852.8261 | 2024
19876 | Virginia Electric & Power Co | 3799 | Low Moor | VA | Alleghany | GT4 | Petroleum Liquids | GT |  | S | X | X |  |  | 20.7 | 0.85 | 12 | 17 | 3 | N |  |  | OP | X | 8 | 1971 |  |  | N | Electric Utility | 1 | X | DFO | [12 empty] | 1H | [23 empty] | N |  |  | 3799 | 17384 | 20.7 | 996 | 17453.8153 | 45.4078 |  |  | 2017 | 1 | 20.7 |  |  | 2001 | 20.7 | 20.7 |  |  | 2841.4148 |  | 163.45 | 2852.8261 | 2024
19876 | Virginia Electric & Power Co | 3800 | Northern Neck | VA | Richmond | GT1 | Petroleum Liquids | GT |  | S | X | X |  |  | 20.7 | 0.85 | 12 | 18 | 3 | N |  |  | OP | X | 7 | 1971 |  |  | N | Electric Utility | 1 | X | DFO | [12 empty] | 1H | [23 empty] | N |  |  | 3800 | 107595 | 20.7 | 6142 | 17517.9095 | 45.4078 |  |  | 2016 | 12 | 20.7 | 6142 | 17586.4027 | 2001 | 20.7 | 20.7 | 6142 | 17586.4027 | 17586.4027 | Y | 163.45 | 2863.3023 | 2024
19876 | Virginia Electric & Power Co | 3800 | Northern Neck | VA | Richmond | GT2 | Petroleum Liquids | GT |  | S | X | X |  |  | 20.7 | 0.85 | 11 | 17 | 3 | N |  |  | OP | X | 8 | 1971 |  |  | N | Electric Utility | 1 | X | DFO | [12 empty] | 1H | [23 empty] | N |  |  | 3800 | 107595 | 20.7 | 6142 | 17517.9095 | 45.4078 |  |  | 2017 | 1 | 20.7 |  |  | 2001 | 20.7 | 20.7 |  |  | 17586.4027 |  | 163.45 | 2863.3023 | 2024
19876 | Virginia Electric & Power Co | 3800 | Northern Neck | VA | Richmond | GT3 | Petroleum Liquids | GT |  | S | X | X |  |  | 20.7 | 0.85 | 12 | 17 | 3 | N |  |  | OP | X | 7 | 1971 |  |  | N | Electric Utility | 1 | X | DFO | [12 empty] | 1H | [23 empty] | N |  |  | 3800 | 107595 | 20.7 | 6142 | 17517.9095 | 45.4078 |  |  | 2016 | 12 | 20.7 |  |  | 2001 | 20.7 | 20.7 |  |  | 17586.4027 |  | 163.45 | 2863.3023 | 2024
19876 | Virginia Electric & Power Co | 3800 | Northern Neck | VA | Richmond | GT4 | Petroleum Liquids | GT |  | S | X | X |  |  | 20.7 | 0.85 | 12 | 18 | 3 | N |  |  | OP | X | 8 | 1971 |  |  | N | Electric Utility | 1 | X | DFO | [12 empty] | 1H | [23 empty] | N |  |  | 3800 | 107595 | 20.7 | 6142 | 17517.9095 | 45.4078 |  |  | 2017 | 1 | 20.7 |  |  | 2001 | 20.7 | 20.7 |  |  | 17586.4027 |  | 163.45 | 2863.3023 | 2024
19876 | Virginia Electric & Power Co | 3803 | Chesapeake | VA | Chesapeake | 6 | Petroleum Liquids | GT |  | S | X | X |  |  | 16.3 | 0.85 | 12 | 16 | 3 | N |  |  | OP | X | 7 | 1969 |  |  | N | Electric Utility | 1 | X | DFO | [9 empty] | N |  |  | 1H | [23 empty] | N |  |  | 3803 | 2224 | 16.3 | 116 | 19172.4138 | 49.4734 |  |  | 2019 | 1 | 16.3 | 116 | 363.5128 | 1999 | 16.3 | 16.3 | 116 | 363.5128 | 363.5128 | Y | 163.45 | 3133.731 | 2024
19876 | Virginia Electric & Power Co | 3803 | Chesapeake | VA | Chesapeake | GT1 | Petroleum Liquids | GT |  | S | X | X |  |  | 18.5 | 0.85 | 15 | 20 | 3 | N |  |  | OP | X | 12 | 1967 |  |  | N | Electric Utility | 1 | X | DFO | [9 empty] | N |  |  | 1H | [23 empty] | N |  |  | 3803 | 2224 | 18.5 | 116 | 19172.4138 | 50.2849 |  |  | 2018 | 3 | 18.5 |  |  | 1997 | 18.5 | 18.5 |  |  | 363.5128 |  | 163.45 | 3133.731 | 2024
19876 | Virginia Electric & Power Co | 3803 | Chesapeake | VA | Chesapeake | GT4 | Petroleum Liquids | GT |  | S | X | X |  |  | 16.3 | 0.85 | 12 | 16 | 3 | N |  |  | OP | X | 5 | 1969 |  |  | N | Electric Utility | 1 | X | DFO | [9 empty] | N |  |  | 1H | [23 empty] | N |  |  | 3803 | 2224 | 16.3 | 116 | 19172.4138 | 49.4734 |  |  | 2018 | 11 | 16.3 |  |  | 1999 | 16.3 | 16.3 |  |  | 363.5128 |  | 163.45 | 3133.731 | 2024
56606 | Calpine New Jersey Generation LLC | 5083 | Cumberland (NJ) | NJ | Cumberland | CUMB | Natural Gas Fired Combustion Turbine | GT |  | S | X | X |  |  | 99.4 | 0.9 | 86.9 | 104.1 | 78.2 | N |  |  | OP | X | 5 | 1990 |  |  | N | IPP Non-CHP | 2 | X | NG | KER | [8 empty] | N |  |  | 1H | [23 empty] | Y | N | Y | 5083 | 624502 | 99.4 | 60253.003 | 10364.6618 | 23.815 |  |  | 2014 | 3 | 99.4 | 60253.003 | 73066.734 | 2020 | 99.4 | 99.4 | 25904.6215 | 31413.6391 | 73066.734 | Y | 117 | 1212.6654 | 2035
56606 | Calpine New Jersey Generation LLC | 5083 | Cumberland (NJ) | NJ | Cumberland | CUMB2 | Natural Gas Fired Combustion Turbine | GT |  | S | X | X |  |  | 131.8 | 0.9 | 96.5 | 102 | 90 | N |  |  | OP | X | 6 | 2009 |  |  | N | IPP Non-CHP | 2 | X | NG | KER | [8 empty] | N |  |  | 1H | [23 empty] | Y | N | Y | 5083 | 624502 | 131.8 | 60253.003 | 10364.6618 | 21.008 |  |  | 2030 | 6 | 131.8 |  |  | 2039 | 131.8 |  |  |  | 73066.734 |  | 117 | 1212.6654 | 2035
19876 | Virginia Electric & Power Co | 7032 | Gravel Neck | VA | Surry | 1 | Petroleum Liquids | GT |  | S | X | X |  |  | 16.3 | 0.85 | 12 | 15 | 0 | N |  |  | OP | X | 8 | 1970 |  |  | N | Electric Utility | 1 | X | DFO | [9 empty] | N |  |  | 1H | [23 empty] | N |  |  | 7032 | 335784 | 16.3 | 25322.999 | 13260.0408 | 33.5469 |  |  | 2004 | 3 | 16.3 | 25322.999 | 54883.8948 | 2000 | 16.3 | 16.3 | 25322.999 | 54883.8948 | 54883.8948 | Y | 163.45 | 2167.3537 | 2024
19876 | Virginia Electric & Power Co | 7032 | Gravel Neck | VA | Surry | 2 | Petroleum Liquids | GT |  | S | X | X |  |  | 23.8 | 0.85 | 16 | 23 | 0 | N |  |  | OP | X | 12 | 1970 |  |  | N | Electric Utility | 1 | X | DFO | [9 empty] | N |  |  | 1H | [23 empty] | N |  |  | 7032 | 335784 | 23.8 | 25322.999 | 13260.0408 | 33.25 |  |  | 2004 | 3 | 23.8 |  |  | 2000 | 23.8 | 23.8 |  |  | 54883.8948 |  | 163.45 | 2167.3537 | 2024
19876 | Virginia Electric & Power Co | 7032 | Gravel Neck | VA | Surry | 3 | Natural Gas Fired Combustion Turbine | GT |  | S | X | X |  |  | 91.9 | 0.9 | 85 | 98 | 40 | N |  |  | OP | X | 10 | 1989 |  |  | N | Electric Utility | 1 | X | NG | DFO | [8 empty] | N |  |  | 1H | [23 empty] | Y | N | Y | 7032 | 335784 | 91.9 | 25322.999 | 13260.0408 | 36.9942 |  |  | 2026 | 10 | 91.9 |  |  | 2019 | 91.9 | 91.9 |  |  | 39286.728 |  | 117 | 1551.4248 | 2027
19876 | Virginia Electric & Power Co | 7032 | Gravel Neck | VA | Surry | 4 | Natural Gas Fired Combustion Turbine | GT |  | S | X | X |  |  | 91.9 | 0.9 | 85 | 97 | 40 | N |  |  | OP | X | 7 | 1989 |  |  | N | Electric Utility | 1 | X | NG | DFO | [8 empty] | N |  |  | 1H | [23 empty] | Y | N | Y | 7032 | 335784 | 91.9 | 25322.999 | 13260.0408 | 36.9942 |  |  | 2026 | 7 | 91.9 |  |  | 2019 | 91.9 | 91.9 |  |  | 39286.728 |  | 117 | 1551.4248 | 2027
19876 | Virginia Electric & Power Co | 7032 | Gravel Neck | VA | Surry | 5 | Natural Gas Fired Combustion Turbine | GT |  | S | X | X |  |  | 91.9 | 0.9 | 85 | 98 | 40 | N |  |  | OP | X | 7 | 1989 |  |  | N | Electric Utility | 1 | X | NG | DFO | [8 empty] | N |  |  | 1H | [23 empty] | Y | N | Y | 7032 | 335784 | 91.9 | 25322.999 | 13260.0408 | 36.9942 |  |  | 2026 | 7 | 91.9 |  |  | 2019 | 91.9 | 91.9 |  |  | 39286.728 |  | 117 | 1551.4248 | 2027
19876 | Virginia Electric & Power Co | 7032 | Gravel Neck | VA | Surry | 6 | Natural Gas Fired Combustion Turbine | GT |  | S | X | X |  |  | 91.9 | 0.9 | 85 | 97 | 40 | N |  |  | OP | X | 11 | 1989 |  |  | N | Electric Utility | 1 | X | NG | DFO | [8 empty] | N |  |  | 1H | [23 empty] | Y | N | Y | 7032 | 335784 | 91.9 | 25322.999 | 13260.0408 | 36.9942 |  |  | 2026 | 11 | 91.9 |  |  | 2019 | 91.9 | 91.9 |  |  | 39286.728 |  | 117 | 1551.4248 | 2027
61358 | Forked River Power, LLC | 7138 | Forked River | NJ | Ocean | 1 | Natural Gas Fired Combustion Turbine | GT |  | S | X | X | OYSTERCR14KV FR1 | OYSTERCR14KV FR1 | 38.4 | 0.85 | 34 | 44 | 34 | N |  |  | OP | X | 6 | 1989 |  |  | N | IPP Non-CHP | 2 | X | NG | DFO | [8 empty] | N | N |  | 1H | [23 empty] | Y | N | Y | 7138 | 117259 | 38.4 | 8137 | 14410.5936 | 38.458 |  |  | 2027 | 11 | 38.4 | 8137 | 13719.303 | 2019 | 38.4 | 38.4 | 8137 | 13719.303 | 13719.303 | Y | 117 | 1686.0394 | 2027
61358 | Forked River Power, LLC | 7138 | Forked River | NJ | Ocean | 2 | Natural Gas Fired Combustion Turbine | GT |  | S | X | X | OYSTERCR14KV FR2 | OYSTERCR14KV FR2 | 38.4 | 0.85 | 31 | 41 | 31 | N |  |  | OP | X | 7 | 1989 |  |  | N | IPP Non-CHP | 2 | X | NG | DFO | [8 empty] | N | N |  | 1H | [23 empty] | Y | N | Y | 7138 | 117259 | 38.4 | 8137 | 14410.5936 | 38.458 |  |  | 2027 | 12 | 38.4 |  |  | 2019 | 38.4 | 38.4 |  |  | 13719.303 |  | 117 | 1686.0394 | 2027
19876 | Virginia Electric & Power Co | 7212 | Darbytown | VA | Henrico | 1 | Natural Gas Fired Combustion Turbine | GT |  | S | X | X |  |  | 92.1 | 0.9 | 84 | 98 | 40 | N |  |  | OP | X | 5 | 1990 |  |  | N | Electric Utility | 1 | X | NG | DFO | [8 empty] | N |  |  | 1H | [23 empty] | Y | N | Y | 7212 | 527705 | 92.1 | 50237 | 10504.3096 | 24.2275 |  |  | 2014 | 8 | 92.1 | 50237 | 61741.485 | 2020 | 92.1 | 92.1 | 50237 | 61741.485 | 61741.485 | Y | 117 | 1229.0042 | 2035
19876 | Virginia Electric & Power Co | 7212 | Darbytown | VA | Henrico | 2 | Natural Gas Fired Combustion Turbine | GT |  | S | X | X |  |  | 92.1 | 0.9 | 84 | 97 | 40 | N |  |  | OP | X | 5 | 1990 |  |  | N | Electric Utility | 1 | X | NG | DFO | [8 empty] | N |  |  | 1H | [23 empty] | Y | N | Y | 7212 | 527705 | 92.1 | 50237 | 10504.3096 | 24.2275 |  |  | 2014 | 8 | 92.1 |  |  | 2020 | 92.1 | 92.1 |  |  | 61741.485 |  | 117 | 1229.0042 | 2035
19876 | Virginia Electric & Power Co | 7212 | Darbytown | VA | Henrico | 3 | Natural Gas Fired Combustion Turbine | GT |  | S | X | X |  |  | 92.1 | 0.9 | 84 | 95 | 40 | N |  |  | OP | X | 4 | 1990 |  |  | N | Electric Utility | 1 | X | NG | DFO | [8 empty] | N |  |  | 1H | [23 empty] | Y | N | Y | 7212 | 527705 | 92.1 | 50237 | 10504.3096 | 24.2275 |  |  | 2014 | 7 | 92.1 |  |  | 2020 | 92.1 | 92.1 |  |  | 61741.485 |  | 117 | 1229.0042 | 2035
19876 | Virginia Electric & Power Co | 7212 | Darbytown | VA | Henrico | 4 | Natural Gas Fired Combustion Turbine | GT |  | S | X | X |  |  | 92.1 | 0.9 | 84 | 97 | 40 | N |  |  | OP | X | 4 | 1990 |  |  | N | Electric Utility | 1 | X | NG | DFO | [11 empty] | 1H | [23 empty] | Y | N | Y | 7212 | 527705 | 92.1 | 50237 | 10504.3096 | 24.2275 |  |  | 2014 | 7 | 92.1 |  |  | 2020 | 92.1 | 92.1 |  |  | 61741.485 |  | 117 | 1229.0042 | 2035
56606 | Calpine New Jersey Generation LLC | 7288 | Sherman Avenue | NJ | Cumberland | SEHR | Natural Gas Fired Combustion Turbine | GT |  | S | X | X |  |  | 112.8 | 0.9 | 86.9 | 99 | 78.2 | N |  |  | OP | X | 5 | 1991 |  |  | N | IPP Non-CHP | 2 | X | NG | KER | [8 empty] | N |  |  | 1H | [23 empty] | Y | N | Y | 7288 | 174013 | 112.8 | 12521 | 13897.6919 | 36.2625 |  |  | 2027 | 8 | 112.8 | 12521 | 20359.521 | 2021 | 112.8 | 112.8 | 12521 | 20359.521 | 20359.521 | Y | 117 | 1626.0299 | 2027
54899 | NAES Corporation - (DE) | 7318 | Van Sant Station | DE | Kent | 1 | Natural Gas Fired Combustion Turbine | GT |  | W | X | X | NORTHST 12KV G11 | NORTHST 12KV G11 | 45.1 | 0.85 | 42 | 42 | 0.5 | N |  |  | OP | X | 5 | 1991 |  |  | N | IPP Non-CHP | 2 | X | NG | DFO | [8 empty] | N | N |  | 1H | [23 empty] | Y | Y | Y | 7318 | 80506 | 45.1 | 5615 | 14337.667 | 32.1324 |  |  | 2023 | 7 | 45.1 | 5615 | 9419.202 | 2021 | 45.1 | 45.1 | 5615 | 9419.202 | 9419.202 | Y | 117 | 1677.507 | 2027
9234 | Indiana Municipal Power Agency | 7335 | Richmond | IN | Wayne | RCT1 | Natural Gas Fired Combustion Turbine | GT |  | S | X | X | 32419337 | 32419337 | 41.4 | 0.85 | 34 | 42 | 17 | N |  |  | OP | X | 5 | 1992 |  |  | N | Electric Utility | 1 | X | NG | DFO | [8 empty] | N | N |  | 1H | [23 empty] | Y | Y | Y | 7335 | 134981 | 41.4 | 9559.999 | 14119.3529 | 42.5531 |  |  | 2034 | 12 | 41.4 | 9559.999 | 15792.777 | 2022 | 41.4 |  |  |  | 15792.777 | Y | 117 | 1651.9643 | 2027
9234 | Indiana Municipal Power Agency | 7335 | Richmond | IN | Wayne | RCT2 | Natural Gas Fired Combustion Turbine | GT |  | S | X | X | 32419339 | 32419339 | 41.4 | 0.85 | 34 | 42 | 17 | N |  |  | OP | X | 5 | 1992 |  |  | N | Electric Utility | 1 | X | NG | DFO | [8 empty] | N | N |  | 1H | [23 empty] | Y | Y | Y | 7335 | 134981 | 41.4 | 9559.999 | 14119.3529 | 42.5531 |  |  | 2034 | 12 | 41.4 |  |  | 2022 | 41.4 |  |  |  | 15792.777 |  | 117 | 1651.9643 | 2027
9234 | Indiana Municipal Power Agency | 7336 | Anderson | IN | Madison | ACT1 | Natural Gas Fired Combustion Turbine | GT |  | S | X | X | 32419341 | 32419341 | 41.4 | 0.85 | 34 | 42 | 17 | N |  |  | OP | X | 6 | 1992 |  |  | N | Electric Utility | 1 | X | NG | DFO | [8 empty] | N | N |  | 1H | [23 empty] | Y | Y | Y | 7336 | 242907 | 41.4 | 18031.002 | 13471.6307 | 36.2346 |  |  | 2028 | 9 | 41.4 | 8849.8338 | 13948.9381 | 2022 | 41.4 | 41.4 | 18031.002 | 28420.119 | 28420.119 | Y | 117 | 1576.1808 | 2027
9234 | Indiana Municipal Power Agency | 7336 | Anderson | IN | Madison | ACT2 | Natural Gas Fired Combustion Turbine | GT |  | S | X | X | 32419343 | 32419343 | 41.4 | 0.85 | 34 | 42 | 17 | N |  |  | OP | X | 6 | 1992 |  |  | N | Electric Utility | 1 | X | NG | DFO | [8 empty] | N | N |  | 1H | [23 empty] | Y | Y | Y | 7336 | 242907 | 41.4 | 18031.002 | 13471.6307 | 36.2346 |  |  | 2028 | 9 | 41.4 |  |  | 2022 | 41.4 | 41.4 |  |  | 28420.119 |  | 117 | 1576.1808 | 2027
9234 | Indiana Municipal Power Agency | 7336 | Anderson | IN | Madison | ACT3 | Natural Gas Fired Combustion Turbine | GT |  | S | X | X | 34886963 | 34886963 | 85.9 | 0.85 | 72 | 90 | 36 | N |  |  | OP | X | 6 | 2004 |  |  | N | Electric Utility | 1 | X | NG | DFO | [8 empty] | N | N |  | 1H | [23 empty] | Y | Y | Y | 7336 | 242907 | 85.9 | 18031.002 | 13471.6307 | 35.9917 |  |  | 2040 | 6 |  |  |  | 2034 | 85.9 |  |  |  | 28420.119 |  | 117 | 1576.1808 | 2027
40577 | American Mun Power-Ohio, Inc | 7782 | Hamilton Peaking | OH | Butler | 1 | Natural Gas Fired Combustion Turbine | GT |  | S | X | X |  |  | 32 | 0.85 | 29 | 32 | 29 | N |  |  | OP | X | 6 | 2000 |  |  | N | Electric Utility | 1 | X | NG | [9 empty] | N | N |  | 1H | [23 empty] | N | N | N | 7782 | 31154 | 32 | 2345.001 | 13285.2822 | 34.8592 |  |  | 2035 | 4 | 32 | 2345.001 | 3645.018 | 2030 | 32 |  |  |  | 3645.018 | Y | 117 | 1554.378 | 2027
40577 | American Mun Power-Ohio, Inc | 7783 | Bowling Green Peaking | OH | Wood | 1 | Natural Gas Fired Combustion Turbine | GT |  | S | X | X |  |  | 32 | 0.85 | 29 | 32 | 29 | N |  |  | OP | X | 6 | 2000 |  |  | N | Electric Utility | 1 | X | NG | [9 empty] | N | N |  | 1H | [23 empty] | N | N | N | 7783 | 27712 | 32 | 2207 | 12556.4114 | 32.0404 |  |  | 2032 | 6 | 32 | 2207 | 3242.304 | 2030 | 32 |  |  |  | 3242.304 | Y | 117 | 1469.1001 | 2027
11560 | City of Manassas - (VA) | 7797 | Dominion/Lo Mar | VA | Prince William | DOM1 | Petroleum Liquids | GT |  | J | X | X |  |  | 12 | 0.8 | 9 | 9 | 3 | N |  |  | OP | X | 8 | 1997 |  |  | N | Electric Utility | 1 | X | DFO | [9 empty] | N | N |  | 10M | [20 empty] | N |  |  | N | N | N | 7797 | 1682 | 12 | 39 | 43128.2051 | 35.6918 |  |  | 2033 | 4 | 12 | 39 | 274.9229 | 2027 | 12 |  |  |  | 274.9229 | Y | 163.45 | 7049.3051 | 2024
56386 | Essential Power Rock Springs LLC | 7835 | Essential Power Rock Springs LLC | MD | Cecil | 1 | Natural Gas Fired Combustion Turbine | GT |  | S | X | X | ROCKSPRI-CT1 | ROCKSPRI-CT1 | 198.9 | 0.85 | 167.5 | 167.5 | 100 | N |  |  | OP | X | 6 | 2003 |  |  | N | IPP Non-CHP | 2 | X | NG | [9 empty] | N | N |  | 1H | [23 empty] | N | N | N | 7835 | 2495850 | 198.9 | 235891 | 10580.5224 | 38.3415 |  |  | 2041 | 10 |  |  |  | 2033 | 198.9 |  |  |  | 292014.45 | Y | 117 | 1237.9211 | 2035
56386 | Essential Power Rock Springs LLC | 7835 | Essential Power Rock Springs LLC | MD | Cecil | 2 | Natural Gas Fired Combustion Turbine | GT |  | S | X | X | ROCKSPRI-CT2 | ROCKSPRI-CT2 | 175.9 | 0.85 | 166.5 | 166.5 | 100 | N |  |  | OP | X | 6 | 2003 |  |  | N | IPP Non-CHP | 2 | X | NG | [9 empty] | N | N |  | 1H | [23 empty] | N | N | N | 7835 | 2495850 | 175.9 | 235891 | 10580.5224 | 38.3415 |  |  | 2041 | 10 |  |  |  | 2033 | 175.9 |  |  |  | 292014.45 |  | 117 | 1237.9211 | 2035
56386 | Essential Power Rock Springs LLC | 7835 | Essential Power Rock Springs LLC | MD | Cecil | 3 | Natural Gas Fired Combustion Turbine | GT |  | S | X | X | ROCKSPRI-CT3 | ROCKSPRI-CT3 | 198.9 | 0.85 | 169 | 169 | 100 | N |  |  | OP | X | 6 | 2003 |  |  | N | IPP Non-CHP | 2 | X | NG | [9 empty] | N | N |  | 1H | [23 empty] | N | N | N | 7835 | 2495850 | 198.9 | 235891 | 10580.5224 | 38.3415 |  |  | 2041 | 10 |  |  |  | 2033 | 198.9 |  |  |  | 292014.45 |  | 117 | 1237.9211 | 2035
56386 | Essential Power Rock Springs LLC | 7835 | Essential Power Rock Springs LLC | MD | Cecil | 4 | Natural Gas Fired Combustion Turbine | GT |  | S | X | X | ROCKSPRI-CT4 | ROCK-SPRI-CT4 | 198.9 | 0.85 | 169 | 169 | 100 | N |  |  | OP | X | 6 | 2003 |  |  | N | IPP Non-CHP | 2 | X | NG | [9 empty] | N | N |  | 1H | [23 empty] | N |  | N | 7835 | 2495850 | 198.9 | 235891 | 10580.5224 | 38.3415 |  |  | 2041 | 10 |  |  |  | 2033 | 198.9 |  |  |  | 292014.45 |  | 117 | 1237.9211 | 2035
40229 | Old Dominion Electric Coop | 7836 | Marsh Run Generation Facility | VA | Fauquier | 1 | Natural Gas Fired Combustion Turbine | GT |  | S | X | X | 34887875 | 34887875 | 171.1 | 0.85 | 161 | 192 | 96 | N |  |  | OP | X | 9 | 2004 |  |  | N | Electric Utility | 1 | X | NG | DFO | [8 empty] | N | N |  | 1H | [23 empty] | Y | N | Y | 7836 | 7254819 | 171.1 | 672608.999 | 10786.0867 | 38.399 |  |  | 2043 | 2 |  |  |  | 2034 | 171.1 |  |  |  | 848813.823 | Y | 117 | 1261.9721 | 2035
40229 | Old Dominion Electric Coop | 7836 | Marsh Run Generation Facility | VA | Fauquier | 2 | Natural Gas Fired Combustion Turbine | GT |  | S | X | X | 34887877 | 34887877 | 171.1 | 0.85 | 159.3 | 192 | 96 | N |  |  | OP | X | 9 | 2004 |  |  | N | Electric Utility | 1 | X | NG | DFO | [8 empty] | N | N |  | 1H | [23 empty] | Y | N | Y | 7836 | 7254819 | 171.1 | 672608.999 | 10786.0867 | 38.399 |  |  | 2043 | 2 |  |  |  | 2034 | 171.1 |  |  |  | 848813.823 |  | 117 | 1261.9721 | 2035
40229 | Old Dominion Electric Coop | 7836 | Marsh Run Generation Facility | VA | Fauquier | 3 | Natural Gas Fired Combustion Turbine | GT |  | S | X | X | 34887879 | 34887879 | 171.1 | 0.85 | 161 | 192 | 96 | N |  |  | OP | X | 9 | 2004 |  |  | N | Electric Utility | 1 | X | NG | DFO | [8 empty] | N | N |  | 1H | [23 empty] | Y | N | Y | 7836 | 7254819 | 171.1 | 672608.999 | 10786.0867 | 38.399 |  |  | 2043 | 2 |  |  |  | 2034 | 171.1 |  |  |  | 848813.823 |  | 117 | 1261.9721 | 2035
40229 | Old Dominion Electric Coop | 7837 | Louisa Generation Facility | VA | Louisa | 1 | Natural Gas Fired Combustion Turbine | GT |  | S | X | X | 93354021 | 93354021 | 84.5 | 0.85 | 76.5 | 92 | 46 | N |  |  | OP | X | 8 | 2003 |  |  | N | Electric Utility | 1 | X | NG | DFO | [8 empty] | N | N |  | 1H | [23 empty] | Y | N | Y | 7837 | 5588946 | 84.5 | 479108.998 | 11665.2912 | 17.9536 |  |  | 2021 | 7 | 84.5 | 479108.998 | 653906.682 | 2033 | 84.5 | 84.5 | 318088.4724 | 434139.5767 | 653906.682 | Y | 117 | 1364.8391 | 2027
40229 | Old Dominion Electric Coop | 7837 | Louisa Generation Facility | VA | Louisa | 2 | Natural Gas Fired Combustion Turbine | GT |  | S | X | X | 93354023 | 93354023 | 84.5 | 0.85 | 77 | 92 | 46 | N |  |  | OP | X | 8 | 2003 |  |  | N | Electric Utility | 1 | X | NG | DFO | [8 empty] | N | N |  | 1H | [23 empty] | Y | N | Y | 7837 | 5588946 | 84.5 | 479108.998 | 11665.2912 | 17.9536 |  |  | 2021 | 7 | 84.5 |  |  | 2033 | 84.5 | 84.5 |  |  | 653906.682 |  | 117 | 1364.8391 | 2027
40229 | Old Dominion Electric Coop | 7837 | Louisa Generation Facility | VA | Louisa | 3 | Natural Gas Fired Combustion Turbine | GT |  | S | X | X | 93354025 | 93354025 | 84.5 | 0.85 | 77.3 | 92 | 46 | N |  |  | OP | X | 8 | 2003 |  |  | N | Electric Utility | 1 | X | NG | DFO | [8 empty] | N | N |  | 1H | [23 empty] | Y | N | Y | 7837 | 5588946 | 84.5 | 479108.998 | 11665.2912 | 17.9536 |  |  | 2021 | 7 | 84.5 |  |  | 2033 | 84.5 | 84.5 |  |  | 653906.682 |  | 117 | 1364.8391 | 2027
40229 | Old Dominion Electric Coop | 7837 | Louisa Generation Facility | VA | Louisa | 4 | Natural Gas Fired Combustion Turbine | GT |  | S | X | X | 93354027 | 93354027 | 84.5 | 0.85 | 77.2 | 92 | 46 | N |  |  | OP | X | 8 | 2003 |  |  | N | Electric Utility | 1 | X | NG | DFO | [8 empty] | N | N |  | 1H | [23 empty] | Y | N | Y | 7837 | 5588946 | 84.5 | 479108.998 | 11665.2912 | 17.9536 |  |  | 2021 | 7 | 84.5 |  |  | 2033 | 84.5 | 84.5 |  |  | 653906.682 |  | 117 | 1364.8391 | 2027
40229 | Old Dominion Electric Coop | 7837 | Louisa Generation Facility | VA | Louisa | 5 | Natural Gas Fired Combustion Turbine | GT |  | S | X | X | 34887991 | 34887991 | 171.1 | 0.85 | 158 | 187 | 95 | N |  |  | OP | X | 8 | 2003 |  |  | N | Electric Utility | 1 | X | NG | DFO | [8 empty] | N | N |  | 1H | [23 empty] | Y | N | Y | 7837 | 5588946 | 171.1 | 479108.998 | 11665.2912 | 29.1558 |  |  | 2032 | 10 | 171.1 |  |  | 2033 | 171.1 |  |  |  | 653906.682 |  | 117 | 1364.8391 | 2027
19876 | Virginia Electric & Power Co | 7838 | Remington | VA | Fauquier | 1 | Natural Gas Fired Combustion Turbine | GT |  | S | X | X |  |  | 178.5 | 0.85 | 153 | 187 | 90 | N |  |  | OP | X | 6 | 2000 |  |  | N | Electric Utility | 1 | X | NG | DFO | [11 empty] | 1H | [23 empty] | Y | N | Y | 7838 | 5162043 | 178.5 | 498678.999 | 10351.4345 | 38.5865 |  |  | 2039 | 1 | 178.5 | 498678.999 | 603959.031 | 2030 | 178.5 |  |  |  | 603959.031 | Y | 117 | 1211.1178 | 2035
19876 | Virginia Electric & Power Co | 7838 | Remington | VA | Fauquier | 2 | Natural Gas Fired Combustion Turbine | GT |  | S | X | X |  |  | 170 | 0.85 | 151 | 187 | 90 | N |  |  | OP | X | 6 | 2000 |  |  | N | Electric Utility | 1 | X | NG | DFO | [11 empty] | 1H | [23 empty] | Y | N | Y | 7838 | 5162043 | 170 | 498678.999 | 10351.4345 | 38.5865 |  |  | 2039 | 1 | 170 |  |  | 2030 | 170 |  |  |  | 603959.031 |  | 117 | 1211.1178 | 2035
19876 | Virginia Electric & Power Co | 7838 | Remington | VA | Fauquier | 3 | Natural Gas Fired Combustion Turbine | GT |  | S | X | X |  |  | 178.5 | 0.85 | 152 | 187 | 90 | N |  |  | OP | X | 7 | 2000 |  |  | N | Electric Utility | 1 | X | NG | DFO | [11 empty] | 1H | [23 empty] | Y | N | Y | 7838 | 5162043 | 178.5 | 498678.999 | 10351.4345 | 38.5865 |  |  | 2039 | 2 | 178.5 |  |  | 2030 | 178.5 |  |  |  | 603959.031 |  | 117 | 1211.1178 | 2035
19876 | Virginia Electric & Power Co | 7838 | Remington | VA | Fauquier | 4 | Natural Gas Fired Combustion Turbine | GT |  | S | X | X |  |  | 178.5 | 0.85 | 152 | 188 | 90 | N |  |  | OP | X | 7 | 2000 |  |  | N | Electric Utility | 1 | X | NG | DFO | [11 empty] | 1H | [23 empty] | Y | N | Y | 7838 | 5162043 | 178.5 | 498678.999 | 10351.4345 | 38.5865 |  |  | 2039 | 2 | 178.5 |  |  | 2030 | 178.5 |  |  |  | 603959.031 |  | 117 | 1211.1178 | 2035
25422 | Buckeye Power, Inc | 7872 | Robert P Mone Plant | OH | Van Wert | 1 | Natural Gas Fired Combustion Turbine | GT |  | S | X | X | 32419345 | 32419345 | 198 | 0.85 | 145 | 180 | 100 | N |  |  | OP | X | 7 | 2002 |  |  | N | Electric Utility | 1 | X | NG | DFO | [8 empty] | N | N | 0 | 1H | [23 empty] | Y | N | Y | 7872 | 3051677 | 198 | 279393.001 | 10922.5249 | 39.8401 |  |  | 2042 | 5 |  |  |  | 2032 | 198 |  |  |  | 357046.209 | Y | 117 | 1277.9354 | 2035
25422 | Buckeye Power, Inc | 7872 | Robert P Mone Plant | OH | Van Wert | 2 | Natural Gas Fired Combustion Turbine | GT |  | S | X | X | 32419347 | 32419347 | 198 | 0.85 | 145 | 180 | 100 | N |  |  | OP | X | 7 | 2002 |  |  | N | Electric Utility | 1 | X | NG | DFO | [8 empty] | N | N | 0 | 1H | [23 empty] | Y | N | Y | 7872 | 3051677 | 198 | 279393.001 | 10922.5249 | 39.8401 |  |  | 2042 | 5 |  |  |  | 2032 | 198 |  |  |  | 357046.209 |  | 117 | 1277.9354 | 2035
25422 | Buckeye Power, Inc | 7872 | Robert P Mone Plant | OH | Van Wert | 3 | Natural Gas Fired Combustion Turbine | GT |  | S | X | X | 32419349 | 32419349 | 198 | 0.85 | 145 | 180 | 100 | N |  |  | OP | X | 7 | 2002 |  |  | N | Electric Utility | 1 | X | NG | DFO | [8 empty] | N | N | 0 | 1H | [23 empty] | Y | N | Y | 7872 | 3051677 | 198 | 279393.001 | 10922.5249 | 39.8401 |  |  | 2042 | 5 |  |  |  | 2032 | 198 |  |  |  | 357046.209 |  | 117 | 1277.9354 | 2035
56606 | Calpine New Jersey Generation LLC | 8008 | Mickleton Station | NJ | Gloucester | MICK | Natural Gas Fired Combustion Turbine | GT |  | S | X | X |  |  | 71.2 | 0.9 | 63.7 | 78 | 57.3 | N |  |  | OP | X | 6 | 1974 | 6 | 2024 | N | IPP Non-CHP | 2 | X | NG | [9 empty] | N |  |  | 1H | [23 empty] | N |  | N | 8008 | 55033 | 71.2 | 3150 | 17470.7937 | 45.5177 |  |  | 2019 | 12 | 71.2 | 3150 | 6438.861 | 2004 | 71.2 | 71.2 | 3150 | 6438.861 | 6438.861 | Y | 117 | 2044.0829 | 2024
6035 | Constellation Power, Inc | 8012 | Croydon CT Generating Station | PA | Bucks | 11 | Petroleum Liquids | GT |  | S | X | X | CROYDON 13 KV UNIT11 | CROYDON 13 KV UNIT11 | 68.3 | 0.9 | 49 | 64 | 10 | N |  |  | OP | X | 6 | 1974 |  |  | N | IPP Non-CHP | 2 | X | DFO | [9 empty] | N | N |  | 1H | [23 empty] | N |  |  | 8012 | 68396 | 68.3 | 4895.001 | 13972.6223 | 41.4254 |  |  | 2015 | 11 | 68.3 | 4895.001 | 11179.3262 | 2004 | 68.3 | 68.3 | 4895.001 | 11179.3262 | 11179.3262 | Y | 163.45 | 2283.8251 | 2024
6035 | Constellation Power, Inc | 8012 | Croydon CT Generating Station | PA | Bucks | 12 | Petroleum Liquids | GT |  | S | X | X | CROYDON 13 KV UNIT12 | CROYDON 13 KV UNIT12 | 68.3 | 0.9 | 49 | 64 | 10 | N |  |  | OP | X | 6 | 1974 |  |  | N | IPP Non-CHP | 2 | X | DFO | [9 empty] | N | N |  | 1H | [23 empty] | N |  |  | 8012 | 68396 | 68.3 | 4895.001 | 13972.6223 | 41.4254 |  |  | 2015 | 11 | 68.3 |  |  | 2004 | 68.3 | 68.3 |  |  | 11179.3262 |  | 163.45 | 2283.8251 | 2024
6035 | Constellation Power, Inc | 8012 | Croydon CT Generating Station | PA | Bucks | 21 | Petroleum Liquids | GT |  | S | X | X | CROYDON 13 KV UNIT21 | CROYDON 13 KV UNIT21 | 68.3 | 0.9 | 49 | 64 | 10 | N |  |  | OP | X | 6 | 1974 |  |  | N | IPP Non-CHP | 2 | X | DFO | [9 empty] | N | N |  | 1H | [23 empty] | N |  |  | 8012 | 68396 | 68.3 | 4895.001 | 13972.6223 | 41.4254 |  |  | 2015 | 11 | 68.3 |  |  | 2004 | 68.3 | 68.3 |  |  | 11179.3262 |  | 163.45 | 2283.8251 | 2024
6035 | Constellation Power, Inc | 8012 | Croydon CT Generating Station | PA | Bucks | 22 | Petroleum Liquids | GT |  | S | X | X | CROYDON 13 KV UNIT22 | CROYDON 13 KV UNIT22 | 68.3 | 0.9 | 49 | 64 | 10 | N |  |  | OP | X | 6 | 1974 |  |  | N | IPP Non-CHP | 2 | X | DFO | [9 empty] | N | N |  | 1H | [23 empty] | N |  |  | 8012 | 68396 | 68.3 | 4895.001 | 13972.6223 | 41.4254 |  |  | 2015 | 11 | 68.3 |  |  | 2004 | 68.3 | 68.3 |  |  | 11179.3262 |  | 163.45 | 2283.8251 | 2024
6035 | Constellation Power, Inc | 8012 | Croydon CT Generating Station | PA | Bucks | 31 | Petroleum Liquids | GT |  | S | X | X | CROYDON 13 KV UNIT31 | CROYDON 13 KV UNIT31 | 68.3 | 0.9 | 49 | 64 | 10 | N |  |  | OP | X | 8 | 1974 |  |  | N | IPP Non-CHP | 2 | X | DFO | [9 empty] | N | N |  | 1H | [23 empty] | N |  |  | 8012 | 68396 | 68.3 | 4895.001 | 13972.6223 | 41.4254 |  |  | 2016 | 1 | 68.3 |  |  | 2004 | 68.3 | 68.3 |  |  | 11179.3262 |  | 163.45 | 2283.8251 | 2024
6035 | Constellation Power, Inc | 8012 | Croydon CT Generating Station | PA | Bucks | 32 | Petroleum Liquids | GT |  | S | X | X | CROYDON 13 KV UNIT32 | CROYDON 13 KV UNIT32 | 68.3 | 0.9 | 48 | 64 | 10 | N |  |  | OP | X | 8 | 1974 |  |  | N | IPP Non-CHP | 2 | X | DFO | [9 empty] | N | N |  | 1H | [23 empty] | N |  |  | 8012 | 68396 | 68.3 | 4895.001 | 13972.6223 | 41.4254 |  |  | 2016 | 1 | 68.3 |  |  | 2004 | 68.3 | 68.3 |  |  | 11179.3262 |  | 163.45 | 2283.8251 | 2024
6035 | Constellation Power, Inc | 8012 | Croydon CT Generating Station | PA | Bucks | 41 | Petroleum Liquids | GT |  | S | X | X | CROYDON 13 KV UNIT41 | CROYDON 13 KV UNIT41 | 68.3 | 0.9 | 49 | 64 | 10 | N |  |  | OP | X | 7 | 1974 |  |  | N | IPP Non-CHP | 2 | X | DFO | [9 empty] | N | N |  | 1H | [23 empty] | N |  |  | 8012 | 68396 | 68.3 | 4895.001 | 13972.6223 | 41.4254 |  |  | 2015 | 12 | 68.3 |  |  | 2004 | 68.3 | 68.3 |  |  | 11179.3262 |  | 163.45 | 2283.8251 | 2024
6035 | Constellation Power, Inc | 8012 | Croydon CT Generating Station | PA | Bucks | 42 | Petroleum Liquids | GT |  | S | X | X | CROYDON 13 KV UNIT42 | CROYDON 13 KV UNIT42 | 68.3 | 0.9 | 49 | 64 | 10 | N |  |  | OP | X | 7 | 1974 |  |  | N | IPP Non-CHP | 2 | X | DFO | [9 empty] | N | N |  | 1H | [23 empty] | N |  |  | 8012 | 68396 | 68.3 | 4895.001 | 13972.6223 | 41.4254 |  |  | 2015 | 12 | 68.3 |  |  | 2004 | 68.3 | 68.3 |  |  | 11179.3262 |  | 163.45 | 2283.8251 | 2024
56214 | Hazleton Generation LLC | 10870 | Hazelton | PA | Luzerne | GEN1 | Natural Gas Fired Combustion Turbine | GT |  | S | X | X |  |  | 72.5 | 0.8 | 58.9 | 58.9 | 12 | N |  |  | SB | Y | 1 | 1989 |  |  | N | IPP Non-CHP | 2 | X | NG | DFO | [8 empty] | N | N |  | 1H | [20 empty] | N |  |  | Y | N | Y | 10870 | 473134 | 72.5 | 39498.999 | 11978.3795 | 13.4518 |  |  | 2002 | 6 | 72.5 | 39498.999 | 55356.678 | 2019 | 72.5 | 72.5 | 39498.999 | 55356.678 | 55356.678 | Y | 117 | 1401.4704 | 2027
56214 | Hazleton Generation LLC | 10870 | Hazelton | PA | Luzerne | GEN2 | Natural Gas Fired Combustion Turbine | GT |  | S | X | X |  |  | 33 | 0.8 | 28.3 | 29.8 | 12 | N |  |  | SB | Y | 6 | 2002 |  |  | N | IPP Non-CHP | 2 | X | NG | DFO | [8 empty] | N | N | 0 | 1H | [20 empty] | N |  |  | Y | N | Y | 10870 | 473134 | 33 | 39498.999 | 11978.3795 | 13.1275 |  |  | 2015 | 8 | 33 |  |  | 2032 | 33 | 33 |  |  | 55356.678 |  | 117 | 1401.4704 | 2027
56214 | Hazleton Generation LLC | 10870 | Hazelton | PA | Luzerne | GEN3 | Natural Gas Fired Combustion Turbine | GT |  | S | X | X |  |  | 33 | 0.8 | 29.3 | 31 | 12 | N |  |  | SB | Y | 6 | 2002 |  |  | N | IPP Non-CHP | 2 | X | NG | DFO | [8 empty] | N | N | 0 | 1H | [20 empty] | N |  |  | Y | N | Y | 10870 | 473134 | 33 | 39498.999 | 11978.3795 | 13.1275 |  |  | 2015 | 8 | 33 |  |  | 2032 | 33 | 33 |  |  | 55356.678 |  | 117 | 1401.4704 | 2027
56214 | Hazleton Generation LLC | 10870 | Hazelton | PA | Luzerne | GEN4 | Natural Gas Fired Combustion Turbine | GT |  | S | X | X |  |  | 33 | 0.8 | 29.1 | 31.2 | 12 | N |  |  | SB | Y | 6 | 2002 |  |  | N | IPP Non-CHP | 2 | X | NG | DFO | [8 empty] | N | N | 0 | 1H | [20 empty] | N |  |  | Y | N | Y | 10870 | 473134 | 33 | 39498.999 | 11978.3795 | 13.1275 |  |  | 2015 | 8 | 33 |  |  | 2032 | 33 | 33 |  |  | 55356.678 |  | 117 | 1401.4704 | 2027
15394 | Procter & Gamble Ppr Prdts Co | 50463 | Procter & Gamble Mehoopany Mill | PA | Wyoming | GEN1 | Natural Gas Fired Combustion Turbine | GT |  | S | X | X |  |  | 53.6 | 0.8 | 40 | 59 | 30 | N |  |  | OP | X | 6 | 1985 |  |  | Y | Industrial CHP | 7 | T | NG | [9 empty] | N | N |  | 12H | [23 empty] | N | N | N | 50463 | 5149165 | 53.6 | 837643 | 6147.2071 | 30.7864 |  |  | 2016 | 3 | 53.6 | 837643 | 602452.305 | 2015 | 53.6 | 53.6 | 381782.8639 | 274587.105 | 602452.305 | Y | 117 | 719.2232
15394 | Procter & Gamble Ppr Prdts Co | 50463 | Procter & Gamble Mehoopany Mill | PA | Wyoming | GEN3 | Natural Gas Fired Combustion Turbine | GT |  | S | X | X |  |  | 64 | 0.85 | 64 | 64 | 20 | N |  |  | OP | X | 4 | 2013 |  |  | N | Industrial CHP | 7 | X | NG | [9 empty] | N | N |  | 12H | [23 empty] | N | N | N | 50463 | 5149165 | 64 | 837643 | 6147.2071 | 29.4535 |  |  | 2042 | 9 |  |  |  | 2043 |  |  |  |  | 602452.305 |  | 117 | 719.2232
54843 | WM Illinois Renewable Energy LLC | 50563 | Settlers Hill Gas Recovery | IL | Kane | GEN1 | Landfill Gas | GT |  | S | X | X | Zonal | Zonal | 3 | 0.98 | 2.9 | 3.3 | 1 | N |  |  | OP | X | 10 | 1988 |  |  | N | IPP Non-CHP | 2 | X | LFG | [9 empty] | N |  |  | 1H | [23 empty] | N | N | N | 50563 | 578938 | 3 | 27797 | 20827.3555 | 35.8453 |  |  | 2024 | 8 | 3 | 27797 | 67735.746 | 2018 | 3 | 3 | 13898.5 | 33867.873 | 67735.746 | Y | 117 | 2436.8006 | 2024
54843 | WM Illinois Renewable Energy LLC | 50563 | Settlers Hill Gas Recovery | IL | Kane | GEN2 | Landfill Gas | GT |  | S | X | X | Zonal | Zonal | 3 | 0.98 | 2.9 | 3.3 | 1 | N |  |  | OP | X | 5 | 1998 |  |  | N | IPP Non-CHP | 2 | X | LFG | [9 empty] | N |  |  | 1H | [23 empty] | N | N | N | 50563 | 578938 | 3 | 27797 | 20827.3555 | 35.8453 |  |  | 2034 | 3 | 3 |  |  | 2028 | 3 |  |  |  | 67735.746 |  | 117 | 2436.8006 | 2024
54843 | WM Illinois Renewable Energy LLC | 50573 | CID Gas Recovery | IL | Cook | GEN2 | Landfill Gas | GT |  | S | X | X | Zonal | Zonal | 3 | 0.98 | 2.9 | 3.3 | 1 | N |  |  | OP | X | 3 | 1989 |  |  | N | IPP Non-CHP | 2 | X | LFG | [9 empty] | N |  |  | 1H | [23 empty] | N | N | N | 50573 | 353505 | 3 | 19059 | 18547.9301 | 21.8775 |  |  | 2011 | 2 | 3 | 19059 | 41360.085 | 2019 | 3 | 3 | 19059 | 41360.085 | 41360.085 | Y | 117 | 2170.1078 | 2024
54843 | WM Illinois Renewable Energy LLC | 50575 | Lake Gas Recovery | IL | Cook | GEN2 | Landfill Gas | GT |  | S | X | X | Zonal | Zonal | 3 | 0.98 | 2.9 | 3.3 | 1 | N |  |  | OP | X | 8 | 1993 |  |  | N | IPP Non-CHP | 2 | X | LFG | [9 empty] | N |  |  | 1H | [23 empty] | N | N | N | 50575 | 286495 | 3 | 14154 | 20241.2746 | 35.3819 |  |  | 2029 | 1 | 3 | 14154 | 33519.915 | 2023 | 3 | 3 | 14154 | 33519.915 | 33519.915 | Y | 117 | 2368.2291 | 2024
54843 | WM Illinois Renewable Energy LLC | 50575 | Lake Gas Recovery | IL | Cook | GEN3 | Landfill Gas | GT |  | S | X | X | Zonal | Zonal | 3 | 0.98 | 2.9 | 3.3 | 1 | N |  |  | OP | X | 8 | 1993 |  |  | N | IPP Non-CHP | 2 | X | LFG | [9 empty] | N |  |  | 1H | [23 empty] | N | N | N | 50575 | 286495 | 3 | 14154 | 20241.2746 | 35.3819 |  |  | 2029 | 1 | 3 |  |  | 2023 | 3 | 3 |  |  | 33519.915 |  | 117 | 2368.2291 | 2024
64451 | INEOS US Chemicals Company - Naperville Campus | 50722 | INEOS Naperville Cogeneration Plant | IL | DuPage | GEN1 | Natural Gas Fired Combustion Turbine | GT |  | S | X | X |  |  | 8.3 | 0.8 | 7 | 11 | 4.3 | N |  |  | OP | X | 12 | 1990 | 12 | 2023 | Y | Commercial CHP | 5 | T | NG | [9 empty] | N | N |  | 12H |  |  |  | N | [19 empty] | N | N | N | 50722 | 385897 | 8.3 | 75369.84 | 5120.0454 | 30.4492 |  |  | 2021 | 5 | 8.3 | 75369.84 | 45149.949 | 2020 | 8.3 | 8.3 | 75369.84 | 45149.949 | 45149.949 | Y | 117 | 599.0453
65792 | IIT Energy Tech Partners, LLC | 52021 | ITT Cogen Facility | IL | Cook | GEN1 | Natural Gas Fired Combustion Turbine | GT |  | S | X | X | 33092313 | 33092313 | 3.7 | 0.8 | 3.5 | 3.7 | 0.1 | N |  |  | OS | X | 5 | 1991 | 4 | 2025 | Y | Commercial CHP | 5 | T | NG | DFO |  |  |  |  | NG |  |  |  | N | N | 0 | 1H |  |  |  |  | N | [15 empty] | N |  |  | Y | N | Y | 52021 | 2177 | 3.7 | 134 | 16246.2687 | 22.2742 |  |  | 2013 | 8 | 3.7 | 134 | 254.709 | 2021 | 3.7 | 3.7 | 134 | 254.709 | 254.709 | Y | 117 | 1900.8134 | 2024
65792 | IIT Energy Tech Partners, LLC | 52021 | ITT Cogen Facility | IL | Cook | GEN2 | Natural Gas Fired Combustion Turbine | GT |  | S | X | X | 33092313 | 33092313 | 3.7 | 0.8 | 3.5 | 3.7 | 0.1 | N |  |  | OS | X | 5 | 1991 | 4 | 2025 | Y | Commercial CHP | 5 | T | NG | DFO |  |  |  |  | NG |  |  |  | N | N |  | 1H |  |  |  |  | N | [15 empty] | N |  |  | Y | N | Y | 52021 | 2177 | 3.7 | 134 | 16246.2687 | 22.2742 |  |  | 2013 | 8 | 3.7 |  |  | 2021 | 3.7 | 3.7 |  |  | 254.709 |  | 117 | 1900.8134 | 2024
19876 | Virginia Electric & Power Co | 52087 | Elizabeth River Power Station | VA | Chesapeake City | GEN1 | Natural Gas Fired Combustion Turbine | GT |  | S | X | X |  |  | 129.6 | 0.9 | 116 | 121 | 78 | N |  |  | SB | Y | 6 | 1992 |  |  | N | Electric Utility | 1 | X | NG | DFO | [8 empty] | N |  |  | 1H | [23 empty] | Y | N | Y | 52087 | 513135 | 129.6 | 43910 | 11686.0624 | 17.6219 |  |  | 2010 | 1 | 129.6 | 43910 | 60036.795 | 2022 | 129.6 | 129.6 | 43910 | 60036.795 | 60036.795 | Y | 117 | 1367.2693 | 2027
19876 | Virginia Electric & Power Co | 52087 | Elizabeth River Power Station | VA | Chesapeake City | GEN2 | Natural Gas Fired Combustion Turbine | GT |  | S | X | X |  |  | 129.6 | 0.9 | 116 | 120 | 78 | N |  |  | SB | Y | 6 | 1992 |  |  | N | Electric Utility | 1 | X | NG | DFO | [8 empty] | N |  |  | 1H | [23 empty] | Y | N | Y | 52087 | 513135 | 129.6 | 43910 | 11686.0624 | 17.6219 |  |  | 2010 | 1 | 129.6 |  |  | 2022 | 129.6 | 129.6 |  |  | 60036.795 |  | 117 | 1367.2693 | 2027
19876 | Virginia Electric & Power Co | 52087 | Elizabeth River Power Station | VA | Chesapeake City | GEN3 | Natural Gas Fired Combustion Turbine | GT |  | S | X | X |  |  | 129.6 | 0.9 | 116 | 124 | 78 | N |  |  | SB | Y | 6 | 1992 |  |  | N | Electric Utility | 1 | X | NG | DFO | [8 empty] | N |  |  | 1H | [23 empty] | Y | N | Y | 52087 | 513135 | 129.6 | 43910 | 11686.0624 | 17.6219 |  |  | 2010 | 1 | 129.6 |  |  | 2022 | 129.6 | 129.6 |  |  | 60036.795 |  | 117 | 1367.2693 | 2027
12303 | Merck & Co Inc-West Point | 52149 | West Point (PA) | PA | Montgomery | COG3 | Natural Gas Fired Combustion Turbine | GT |  | S | X | X | MERCK 13 KV MERCK1-2 | MERCK 13 KV MERCK1-2 | 38.4 | 0.85 | 38.5 | 40 | 20 | N |  |  | OP | X | 4 | 2001 |  |  | Y | Industrial CHP | 7 | T | NG | [9 empty] | N | N |  | 1H | [23 empty] | N | N | N | 52149 | 1417498 | 38.4 | 293137.6 | 4835.6062 | 29.4384 |  |  | 2030 | 9 | 38.4 | 293137.6 | 165847.266 | 2031 | 38.4 |  | 133922.8356 | 75768.9773 | 165847.266 | Y | 117 | 565.7659
12303 | Merck & Co Inc-West Point | 52149 | West Point (PA) | PA | Montgomery | GEN2 | Natural Gas Fired Combustion Turbine | GT |  | S | X | X | MERCK 13 KV MERCK1-2 | MERCK 13 KV MERCK1-2 | 32.3 | 0.9 | 24.5 | 26 | 15 | N |  |  | OP | X | 1 | 1989 |  |  | Y | Industrial CHP | 7 | T | NG | [9 empty] | N | N |  | 1H | [23 empty] | N | N | N | 52149 | 1417498 | 32.3 | 293137.6 | 4835.6062 | 29.3416 |  |  | 2018 | 5 | 32.3 |  |  | 2019 | 32.3 | 32.3 |  |  | 165847.266 |  | 117 | 565.7659
7564 | Grays Ferry Cogen Partnership | 54785 | Grays Ferry Cogeneration | PA | Philadelphia | GEN2 | Natural Gas Fired Combustion Turbine | GT | CC1 | S | X | X | GRAYFR_113 KV 1 CT | GRAYFR_113 KV 1 CT | 135 | 0.85 | 114 | 127 | 52 | N |  |  | OP | X | 10 | 1997 |  |  | Y | IPP CHP | 3 | T | NG | [5 empty] | NG |  |  |  | N | N |  | 12H | [23 empty] | N | N | N | 54785 | 3737445 | 135 | 722827 | 5170.5941 | 18.6015 |  |  | 2016 | 5 | 135 | 722827 | 437281.065 | 2027 | 135 | 135 | 722827 | 437281.065 | 437281.065 | Y | 117 | 604.9595
8683 | CSL Behring LLC | 54790 | CSL Behring LLC | IL | Kankakee | GEN1 | Natural Gas Fired Combustion Turbine | GT |  | S | X | X |  |  | 4.2 | 0.9 | 3.8 | 5.3 | 0.1 | N |  |  | OP | X | 5 | 1993 |  |  | Y | Industrial CHP | 7 | T | NG | [9 empty] | N | N |  | 1H | [20 empty] | N |  |  | N | N | N | 54790 | 395465 | 4.2 | 26658 | 14834.7588 | 21.9483 |  |  | 2015 | 4 | 4.2 | 26658 | 46269.405 | 2023 | 4.2 | 4.2 | 26658 | 46269.405 | 46269.405 | Y | 117 | 1735.6668 | 2024
54843 | WM Illinois Renewable Energy LLC | 55014 | Greene Valley Gas Recovery | IL | DuPage | GEN1 | Landfill Gas | GT |  | S | X | X | Zonal | Zonal | 3.3 | 0.98 | 2.9 | 3.3 | 1 | N |  |  | OP | X | 5 | 1996 |  |  | N | IPP Non-CHP | 2 | X | LFG | [9 empty] | N |  |  | 1H | [23 empty] | N | N | N | 55014 | 619941 | 3.3 | 29868 | 20756.0265 | 33.6344 |  |  | 2030 | 1 | 3.3 | 29868 | 72533.097 | 2026 | 3.3 |  |  |  | 72533.097 | Y | 117 | 2428.4551 | 2024
54843 | WM Illinois Renewable Energy LLC | 55014 | Greene Valley Gas Recovery | IL | DuPage | GEN2 | Landfill Gas | GT |  | S | X | X | Zonal | Zonal | 3.3 | 0.98 | 2.9 | 3.3 | 1 | N |  |  | OP | X | 5 | 1996 |  |  | N | IPP Non-CHP | 2 | X | LFG | [9 empty] | N |  |  | 1H | [23 empty] | N | N | N | 55014 | 619941 | 3.3 | 29868 | 20756.0265 | 33.6344 |  |  | 2030 | 1 | 3.3 |  |  | 2026 | 3.3 |  |  |  | 72533.097 |  | 117 | 2428.4551 | 2024
9267 | Hoosier Energy R E C, Inc | 55054 | Livingston Generating Facility | IL | Livingston | 1 | Landfill Gas | GT |  | S | X | X |  |  | 5 | 0.8 | 3.6 | 3.8 | 1.5 | N |  |  | OP | X | 12 | 1999 |  |  | N | Electric Utility | 1 | X | LFG | [9 empty] | N | N |  | 10M | [23 empty] | N |  |  | 55054 | 1168063 | 5 | 64532 | 18100.5238 | 33.2247 |  |  | 2033 | 3 | 5 | 64532 | 136663.371 | 2029 | 5 |  |  |  | 136663.371 | Y | 117 | 2117.7613 | 2024
9267 | Hoosier Energy R E C, Inc | 55054 | Livingston Generating Facility | IL | Livingston | 3 | Landfill Gas | GT |  | S | X | X |  |  | 5 | 0.8 | 3.6 | 3.8 | 1.5 | N |  |  | OP | X | 12 | 1999 |  |  | N | Electric Utility | 1 | X | LFG | [9 empty] | N | N |  | 10M | [23 empty] | N |  |  | 55054 | 1168063 | 5 | 64532 | 18100.5238 | 33.2247 |  |  | 2033 | 3 | 5 |  |  | 2029 | 5 |  |  |  | 136663.371 |  | 117 | 2117.7613 | 2024
9267 | Hoosier Energy R E C, Inc | 55054 | Livingston Generating Facility | IL | Livingston | GEN2 | Landfill Gas | GT |  | S | X | X |  |  | 5 | 0.8 | 3.6 | 3.8 | 1.5 | N |  |  | OP | X | 1 | 2000 |  |  | N | Electric Utility | 1 | X | LFG | [9 empty] | N | N |  | 10M | [23 empty] | N |  |  | 55054 | 1168063 | 5 | 64532 | 18100.5238 | 33.2247 |  |  | 2033 | 4 | 5 |  |  | 2030 | 5 |  |  |  | 136663.371 |  | 117 | 2117.7613 | 2024
64030 | Lincoln Operating Services, LLC | 55109 | Rocky Road Power LLC | IL | Kane | T4 | Natural Gas Fired Combustion Turbine | GT |  | W | X | X | 32417671 | 32417671 | 122.4 | 0.85 | 104.9 | 126.8 | 65 | N |  |  | OP | X | 6 | 2000 |  |  | N | IPP Non-CHP | 2 | X | NG | [9 empty] | N | N |  | 1H | [23 empty] | N | N | N | 55109 | 1675431 | 122.4 | 140188 | 11951.3154 | 11.9502 |  |  | 2012 | 5 | 122.4 | 140188 | 196025.427 | 2030 | 122.4 | 122.4 | 140188 | 196025.427 | 196025.427 | Y | 117 | 1398.3039 | 2027
64030 | Lincoln Operating Services, LLC | 55109 | Rocky Road Power LLC | IL | Kane | TG1 | Natural Gas Fired Combustion Turbine | GT |  | W | X | X | 32417665 | 32417665 | 125.8 | 0.85 | 101.4 | 116.9 | 65 | N |  |  | OP | X | 6 | 1999 |  |  | N | IPP Non-CHP | 2 | X | NG | [9 empty] | N | N |  | 1H | [23 empty] | N | N | N | 55109 | 1675431 | 125.8 | 140188 | 11951.3154 | 11.9502 |  |  | 2011 | 5 | 125.8 |  |  | 2029 | 125.8 | 125.8 |  |  | 196025.427 |  | 117 | 1398.3039 | 2027
64030 | Lincoln Operating Services, LLC | 55109 | Rocky Road Power LLC | IL | Kane | TG2 | Natural Gas Fired Combustion Turbine | GT |  | W | X | X | 32417667 | 32417667 | 125.8 | 0.85 | 103.6 | 118.4 | 65 | N |  |  | OP | X | 6 | 1999 |  |  | N | IPP Non-CHP | 2 | X | NG | [9 empty] | N | N |  | 1H | [23 empty] | N | N | N | 55109 | 1675431 | 125.8 | 140188 | 11951.3154 | 11.9502 |  |  | 2011 | 5 | 125.8 |  |  | 2029 | 125.8 | 125.8 |  |  | 196025.427 |  | 117 | 1398.3039 | 2027
64030 | Lincoln Operating Services, LLC | 55109 | Rocky Road Power LLC | IL | Kane | TG3 | Natural Gas Fired Combustion Turbine | GT |  | W | X | X | 32417669 | 32417669 | 41.5 | 0.9 | 28.7 | 35 | 18 | N |  |  | OP | X | 6 | 1999 |  |  | N | IPP Non-CHP | 2 | X | NG | [9 empty] | N | N |  | 1H | [23 empty] | N | N | N | 55109 | 1675431 | 41.5 | 140188 | 11951.3154 | 12.7572 |  |  | 2012 | 3 | 41.5 |  |  | 2029 | 41.5 | 41.5 |  |  | 196025.427 |  | 117 | 1398.3039 | 2027
15470 | Duke Energy Indiana, LLC | 55110 | Madison | OH | Butler | CT1 | Natural Gas Fired Combustion Turbine | GT |  | S | X | X | CP/Comm Pricing | CP/Comm Pricing | 86.5 | 0.85 | 71 | 88 | 50 | N |  |  | OP | X | 6 | 2000 |  |  | N | Electric Utility | 1 | X | NG | [9 empty] | N | N |  | 1H | [23 empty] | N |  |  | 55110 | 6790756 | 86.5 | 527447 | 12874.7647 | 35.9607 |  |  | 2036 | 6 | 86.5 | 527447 | 794518.452 | 2030 | 86.5 |  |  |  | 794518.452 | Y | 117 | 1506.3475 | 2027
15470 | Duke Energy Indiana, LLC | 55110 | Madison | OH | Butler | CT2 | Natural Gas Fired Combustion Turbine | GT |  | S | X | X | CP/Comm Pricing | CP/Comm Pricing | 86.5 | 0.85 | 71 | 88 | 50 | N |  |  | OP | X | 6 | 2000 |  |  | N | Electric Utility | 1 | X | NG | [9 empty] | N | N |  | 1H | [23 empty] | N |  |  | 55110 | 6790756 | 86.5 | 527447 | 12874.7647 | 35.9607 |  |  | 2036 | 6 | 86.5 |  |  | 2030 | 86.5 |  |  |  | 794518.452 |  | 117 | 1506.3475 | 2027
15470 | Duke Energy Indiana, LLC | 55110 | Madison | OH | Butler | CT3 | Natural Gas Fired Combustion Turbine | GT |  | S | X | X | CP/Comm Pricing | CP/Comm Pricing | 86.5 | 0.85 | 69 | 88 | 50 | N |  |  | OP | X | 6 | 2000 |  |  | N | Electric Utility | 1 | X | NG | [9 empty] | N | N |  | 1H | [23 empty] | N |  |  | 55110 | 6790756 | 86.5 | 527447 | 12874.7647 | 35.9607 |  |  | 2036 | 6 | 86.5 |  |  | 2030 | 86.5 |  |  |  | 794518.452 |  | 117 | 1506.3475 | 2027
15470 | Duke Energy Indiana, LLC | 55110 | Madison | OH | Butler | CT4 | Natural Gas Fired Combustion Turbine | GT |  | S | X | X | CP/Comm Pricing | CP/Comm Pricing | 86.5 | 0.85 | 70 | 88 | 50 | N |  |  | OP | X | 6 | 2000 |  |  | N | Electric Utility | 1 | X | NG | [9 empty] | N | N |  | 1H | [23 empty] | N |  |  | 55110 | 6790756 | 86.5 | 527447 | 12874.7647 | 35.9607 |  |  | 2036 | 6 | 86.5 |  |  | 2030 | 86.5 |  |  |  | 794518.452 |  | 117 | 1506.3475 | 2027
15470 | Duke Energy Indiana, LLC | 55110 | Madison | OH | Butler | CT5 | Natural Gas Fired Combustion Turbine | GT |  | S | X | X | CP/Comm Pricing | CP/Comm Pricing | 86.5 | 0.85 | 70 | 88 | 50 | N |  |  | OP | X | 6 | 2000 |  |  | N | Electric Utility | 1 | X | NG | [9 empty] | N | N |  | 1H | [23 empty] | N |  |  | 55110 | 6790756 | 86.5 | 527447 | 12874.7647 | 35.9607 |  |  | 2036 | 6 | 86.5 |  |  | 2030 | 86.5 |  |  |  | 794518.452 |  | 117 | 1506.3475 | 2027
15470 | Duke Energy Indiana, LLC | 55110 | Madison | OH | Butler | CT6 | Natural Gas Fired Combustion Turbine | GT |  | S | X | X | CP/Comm Pricing | CP/Comm Pricing | 86.5 | 0.85 | 72 | 88 | 50 | N |  |  | OP | X | 6 | 2000 |  |  | N | Electric Utility | 1 | X | NG | [9 empty] | N | N |  | 1H | [23 empty] | N |  |  | 55110 | 6790756 | 86.5 | 527447 | 12874.7647 | 35.9607 |  |  | 2036 | 6 | 86.5 |  |  | 2030 | 86.5 |  |  |  | 794518.452 |  | 117 | 1506.3475 | 2027
15470 | Duke Energy Indiana, LLC | 55110 | Madison | OH | Butler | CT7 | Natural Gas Fired Combustion Turbine | GT |  | S | X | X | CP/Comm Pricing | CP/Comm Pricing | 86.5 | 0.85 | 73 | 88 | 50 | N |  |  | OP | X | 6 | 2000 |  |  | N | Electric Utility | 1 | X | NG | [9 empty] | N | N |  | 1H | [23 empty] | N |  |  | 55110 | 6790756 | 86.5 | 527447 | 12874.7647 | 35.9607 |  |  | 2036 | 6 | 86.5 |  |  | 2030 | 86.5 |  |  |  | 794518.452 |  | 117 | 1506.3475 | 2027
15470 | Duke Energy Indiana, LLC | 55110 | Madison | OH | Butler | CT8 | Natural Gas Fired Combustion Turbine | GT |  | S | X | X | CP/Comm Pricing | CP/Comm Pricing | 86.5 | 0.85 | 70 | 88 | 50 | N |  |  | OP | X | 6 | 2000 |  |  | N | Electric Utility | 1 | X | NG | [9 empty] | N | N |  | 1H | [23 empty] | N |  |  | 55110 | 6790756 | 86.5 | 527447 | 12874.7647 | 35.9607 |  |  | 2036 | 6 | 86.5 |  |  | 2030 | 86.5 |  |  |  | 794518.452 |  | 117 | 1506.3475 | 2027
61267 | Springdale Energy LLC | 55196 | Springdale 1 & 2 | PA | Allegheny | UNT1 | Natural Gas Fired Combustion Turbine | GT |  | S | X | X |  |  | 43.8 | 0.9 | 44.8 | 49.1 | 4 | N |  |  | OP | X | 12 | 1999 |  |  | N | IPP Non-CHP | 2 | X | NG | DFO | [8 empty] | N | N |  | 1H |  | N |  |  | N | [18 empty] | N | N | N | 55196 | 1428513 | 43.8 | 136857 | 10437.9973 | 27.8275 |  |  | 2027 | 10 | 43.8 | 136857 | 167136.021 | 2029 | 43.8 | 43.8 | 136857 | 167136.021 | 167136.021 | Y | 117 | 1221.2457 | 2035
61267 | Springdale Energy LLC | 55196 | Springdale 1 & 2 | PA | Allegheny | UNT2 | Natural Gas Fired Combustion Turbine | GT |  | S | X | X |  |  | 43.8 | 0.9 | 43.7 | 49.2 | 4 | N |  |  | OP | X | 12 | 1999 |  |  | N | IPP Non-CHP | 2 | X | NG | DFO | [8 empty] | N | N |  | 1H |  | N | [21 empty] | N | N | N | 55196 | 1428513 | 43.8 | 136857 | 10437.9973 | 27.8275 |  |  | 2027 | 10 | 43.8 |  |  | 2029 | 43.8 | 43.8 |  |  | 167136.021 |  | 117 | 1221.2457 | 2035
65379 | Earthrise Energy, PBC | 55222 | Lincoln Generating Facility | IL | Will | CTG1 | Natural Gas Fired Combustion Turbine | GT |  | S | X | X |  |  | 86.5 | 0.85 | 77.5 | 93.3 | 45 | N |  |  | OP | X | 6 | 2000 |  |  | N | IPP Non-CHP | 2 | X | NG | [9 empty] | N | N |  | 1H | [23 empty] | N | N | N | 55222 | 220669 | 86.5 | 16637 | 13263.7495 | 38.0658 |  |  | 2038 | 7 | 86.5 | 16637 | 25818.273 | 2030 | 86.5 |  |  |  | 25818.273 | Y | 117 | 1551.8587 | 2027
65379 | Earthrise Energy, PBC | 55222 | Lincoln Generating Facility | IL | Will | CTG2 | Natural Gas Fired Combustion Turbine | GT |  | S | X | X |  |  | 86.5 | 0.85 | 77.8 | 93.4 | 45 | N |  |  | OP | X | 6 | 2000 |  |  | N | IPP Non-CHP | 2 | X | NG | [9 empty] | N | N |  | 1H | [23 empty] | N | N | N | 55222 | 220669 | 86.5 | 16637 | 13263.7495 | 38.0658 |  |  | 2038 | 7 | 86.5 |  |  | 2030 | 86.5 |  |  |  | 25818.273 |  | 117 | 1551.8587 | 2027
65379 | Earthrise Energy, PBC | 55222 | Lincoln Generating Facility | IL | Will | CTG3 | Natural Gas Fired Combustion Turbine | GT |  | S | X | X |  |  | 86.5 | 0.85 | 78 | 94.7 | 45 | N |  |  | OP | X | 6 | 2000 |  |  | N | IPP Non-CHP | 2 | X | NG | [9 empty] | N | N |  | 1H | [23 empty] | N | N | N | 55222 | 220669 | 86.5 | 16637 | 13263.7495 | 38.0658 |  |  | 2038 | 7 | 86.5 |  |  | 2030 | 86.5 |  |  |  | 25818.273 |  | 117 | 1551.8587 | 2027
65379 | Earthrise Energy, PBC | 55222 | Lincoln Generating Facility | IL | Will | CTG4 | Natural Gas Fired Combustion Turbine | GT |  | S | X | X |  |  | 86.5 | 0.85 | 78 | 93.8 | 45 | N |  |  | OP | X | 6 | 2000 |  |  | N | IPP Non-CHP | 2 | X | NG | [9 empty] | N | N |  | 1H | [23 empty] | N | N | N | 55222 | 220669 | 86.5 | 16637 | 13263.7495 | 38.0658 |  |  | 2038 | 7 | 86.5 |  |  | 2030 | 86.5 |  |  |  | 25818.273 |  | 117 | 1551.8587 | 2027
65379 | Earthrise Energy, PBC | 55222 | Lincoln Generating Facility | IL | Will | CTG5 | Natural Gas Fired Combustion Turbine | GT |  | S | X | X |  |  | 86.5 | 0.85 | 77.5 | 92.2 | 45 | N |  |  | OP | X | 6 | 2000 |  |  | N | IPP Non-CHP | 2 | X | NG | [9 empty] | N | N |  | 1H | [23 empty] | N | N | N | 55222 | 220669 | 86.5 | 16637 | 13263.7495 | 38.0658 |  |  | 2038 | 7 | 86.5 |  |  | 2030 | 86.5 |  |  |  | 25818.273 |  | 117 | 1551.8587 | 2027
65379 | Earthrise Energy, PBC | 55222 | Lincoln Generating Facility | IL | Will | CTG6 | Natural Gas Fired Combustion Turbine | GT |  | S | X | X |  |  | 86.5 | 0.85 | 77.3 | 92.8 | 45 | N |  |  | OP | X | 6 | 2000 |  |  | N | IPP Non-CHP | 2 | X | NG | [9 empty] | N | N |  | 1H | [23 empty] | N | N | N | 55222 | 220669 | 86.5 | 16637 | 13263.7495 | 38.0658 |  |  | 2038 | 7 | 86.5 |  |  | 2030 | 86.5 |  |  |  | 25818.273 |  | 117 | 1551.8587 | 2027
65379 | Earthrise Energy, PBC | 55222 | Lincoln Generating Facility | IL | Will | CTG7 | Natural Gas Fired Combustion Turbine | GT |  | S | X | X |  |  | 86.5 | 0.85 | 78.2 | 92.8 | 45 | N |  |  | OP | X | 6 | 2000 |  |  | N | IPP Non-CHP | 2 | X | NG | [9 empty] | N | N |  | 1H | [23 empty] | N | N | N | 55222 | 220669 | 86.5 | 16637 | 13263.7495 | 38.0658 |  |  | 2038 | 7 | 86.5 |  |  | 2030 | 86.5 |  |  |  | 25818.273 |  | 117 | 1551.8587 | 2027
65379 | Earthrise Energy, PBC | 55222 | Lincoln Generating Facility | IL | Will | CTG8 | Natural Gas Fired Combustion Turbine | GT |  | S | X | X |  |  | 86.5 | 0.85 | 78.6 | 94.1 | 45 | N |  |  | OP | X | 6 | 2000 |  |  | N | IPP Non-CHP | 2 | X | NG | [9 empty] | N | N |  | 1H | [23 empty] | N | N | N | 55222 | 220669 | 86.5 | 16637 | 13263.7495 | 38.0658 |  |  | 2038 | 7 | 86.5 |  |  | 2030 | 86.5 |  |  |  | 25818.273 |  | 117 | 1551.8587 | 2027
7004 | Buckeye Power, Inc | 55228 | Greenville Electric Generating Station | OH | Darke | GT1 | Natural Gas Fired Combustion Turbine | GT |  | S | X | X | 40243881 | 40243881 | 59 | 0.85 | 49 | 59 | 30 | N |  |  | OP | X | 6 | 2000 |  |  | N | Electric Utility | 1 | X | NG | DFO | [8 empty] | N | N |  | 1H | [23 empty] | Y | N | Y | 55228 | 1779524 | 59 | 185584.001 | 9588.7792 | 23.535 |  |  | 2023 | 12 | 59 | 185584.001 | 208204.308 | 2030 | 59 | 59 | 185584.001 | 208204.308 | 208204.308 | Y | 117 | 1121.8872 | 2035
7004 | Buckeye Power, Inc | 55228 | Greenville Electric Generating Station | OH | Darke | GT2 | Natural Gas Fired Combustion Turbine | GT |  | S | X | X | 40243883 | 40243883 | 59 | 0.85 | 49 | 59 | 30 | N |  |  | OP | X | 6 | 2000 |  |  | N | Electric Utility | 1 | X | NG | DFO | [8 empty] | N | N |  | 1H | [23 empty] | Y | N | Y | 55228 | 1779524 | 59 | 185584.001 | 9588.7792 | 23.535 |  |  | 2023 | 12 | 59 |  |  | 2030 | 59 | 59 |  |  | 208204.308 |  | 117 | 1121.8872 | 2035
7004 | Buckeye Power, Inc | 55228 | Greenville Electric Generating Station | OH | Darke | GT3 | Natural Gas Fired Combustion Turbine | GT |  | S | X | X | 40243885 | 40243885 | 59 | 0.85 | 49 | 59 | 30 | N |  |  | OP | X | 6 | 2000 |  |  | N | Electric Utility | 1 | X | NG | DFO | [8 empty] | N | N |  | 1H | [23 empty] | Y | N | Y | 55228 | 1779524 | 59 | 185584.001 | 9588.7792 | 23.535 |  |  | 2023 | 12 | 59 |  |  | 2030 | 59 | 59 |  |  | 208204.308 |  | 117 | 1121.8872 | 2035
7004 | Buckeye Power, Inc | 55228 | Greenville Electric Generating Station | OH | Darke | GT4 | Natural Gas Fired Combustion Turbine | GT |  | S | X | X | 40243887 | 40243887 | 59 | 0.85 | 49 | 59 | 30 | N |  |  | OP | X | 6 | 2000 |  |  | N | Electric Utility | 1 | X | NG | DFO | [8 empty] | N | N | 0 | 1H | [23 empty] | Y | N | Y | 55228 | 1779524 | 59 | 185584.001 | 9588.7792 | 23.535 |  |  | 2023 | 12 | 59 |  |  | 2030 | 59 | 59 |  |  | 208204.308 |  | 117 | 1121.8872 | 2035
8027 | Handsome Lake Energy LLC | 55233 | Handsome Lake Energy LLC | PA | Venango | GT01 | Natural Gas Fired Combustion Turbine | GT |  | S | X | X | HANDSOME13 KV CT1 | HANDSOME13 KV CT1 | 58.9 | 0.85 | 53.5 | 53.5 | 22 | N |  |  | OP | X | 8 | 2001 |  |  | N | IPP Non-CHP | 2 | X | NG | [9 empty] | N | N |  | 1H | [23 empty] | N |  | N | 55233 | 772905 | 58.9 | 30642.999 | 25222.8902 | 36.6496 |  |  | 2038 | 4 | 58.9 | 30642.999 | 90429.885 | 2031 | 58.9 |  |  |  | 90429.885 | Y | 117 | 2951.0782 | 2024
8027 | Handsome Lake Energy LLC | 55233 | Handsome Lake Energy LLC | PA | Venango | GT02 | Natural Gas Fired Combustion Turbine | GT |  | S | X | X | HANDSOME13 KV CT2 | HANDSOME13 KV CT2 | 58.9 | 0.85 | 53.5 | 53.5 | 22 | N |  |  | OP | X | 8 | 2001 |  |  | N | IPP Non-CHP | 2 | X | NG | [9 empty] | N | N |  | 1H | [23 empty] | N |  | N | 55233 | 772905 | 58.9 | 30642.999 | 25222.8902 | 36.6496 |  |  | 2038 | 4 | 58.9 |  |  | 2031 | 58.9 |  |  |  | 90429.885 |  | 117 | 2951.0782 | 2024
8027 | Handsome Lake Energy LLC | 55233 | Handsome Lake Energy LLC | PA | Venango | GT03 | Natural Gas Fired Combustion Turbine | GT |  | S | X | X | HANDSOME13 KV CT3 | HANDSOME13 KV CT3 | 58.9 | 0.85 | 53.5 | 53.5 | 22 | N |  |  | OP | X | 7 | 2001 |  |  | N | IPP Non-CHP | 2 | X | NG | [9 empty] | N | N |  | 1H | [23 empty] | N |  | N | 55233 | 772905 | 58.9 | 30642.999 | 25222.8902 | 36.6496 |  |  | 2038 | 3 | 58.9 |  |  | 2031 | 58.9 |  |  |  | 90429.885 |  | 117 | 2951.0782 | 2024
8027 | Handsome Lake Energy LLC | 55233 | Handsome Lake Energy LLC | PA | Venango | GT04 | Natural Gas Fired Combustion Turbine | GT |  | S | X | X | HANDSOME13 KV CT4 | HANDSOME13 KV CT4 | 58.9 | 0.85 | 53.5 | 53.5 | 22 | N |  |  | OP | X | 7 | 2001 |  |  | N | IPP Non-CHP | 2 | X | NG | [9 empty] | N | N |  | 1H | [23 empty] | N | N | N | 55233 | 772905 | 58.9 | 30642.999 | 25222.8902 | 36.6496 |  |  | 2038 | 3 | 58.9 |  |  | 2031 | 58.9 |  |  |  | 90429.885 |  | 117 | 2951.0782 | 2024
8027 | Handsome Lake Energy LLC | 55233 | Handsome Lake Energy LLC | PA | Venango | GT05 | Natural Gas Fired Combustion Turbine | GT |  | S | X | X | HANDSOME13 KV CT5 | HANDSOME13 KV CT5 | 58.9 | 0.85 | 53.5 | 53.5 | 22 | N |  |  | OP | X | 7 | 2001 |  |  | N | IPP Non-CHP | 2 | X | NG | [9 empty] | N | N |  | 1H | [23 empty] | N | N | N | 55233 | 772905 | 58.9 | 30642.999 | 25222.8902 | 36.6496 |  |  | 2038 | 3 | 58.9 |  |  | 2031 | 58.9 |  |  |  | 90429.885 |  | 117 | 2951.0782 | 2024
59921 | Lee County Generating Station | 55236 | Lee Energy Facility | IL | Lee | CT1 | Natural Gas Fired Combustion Turbine | GT |  | S | X | X | 937 LEE13.5 KV LEE31-1 | 937 LEE13.5 KV LEE31-1 | 86.5 | 0.85 | 84.9 | 89.5 | 45 | N |  |  | OP | X | 6 | 2001 |  |  | N | IPP Non-CHP | 2 | X | NG | [5 empty] | NG |  |  |  | N | N |  | 1H | [23 empty] | N | N | N | 55236 | 4456895 | 86.5 | 328567 | 13564.6459 | 36.2583 |  |  | 2037 | 9 | 86.5 | 328567 | 521456.715 | 2031 | 86.5 |  |  |  | 521456.715 | Y | 117 | 1587.0636 | 2027
59921 | Lee County Generating Station | 55236 | Lee Energy Facility | IL | Lee | CT2 | Natural Gas Fired Combustion Turbine | GT |  | W | X | X | 937 LEE13.5 KV LEE31-2 | 937 LEE13.5 KV LEE31-2 | 86.5 | 0.85 | 84.9 | 89.5 | 45 | N |  |  | OP | X | 6 | 2001 |  |  | N | IPP Non-CHP | 2 | X | NG | [5 empty] | NG |  |  |  | N | N |  | 1H | [23 empty] | N | N | N | 55236 | 4456895 | 86.5 | 328567 | 13564.6459 | 36.2583 |  |  | 2037 | 9 | 86.5 |  |  | 2031 | 86.5 |  |  |  | 521456.715 |  | 117 | 1587.0636 | 2027
59921 | Lee County Generating Station | 55236 | Lee Energy Facility | IL | Lee | CT3 | Natural Gas Fired Combustion Turbine | GT |  | W | X | X | 937 LEE13.5 KV LEE32-1 | 937 LEE13.5 KV LEE32-1 | 86.5 | 0.85 | 84.9 | 89.5 | 45 | N |  |  | OP | X | 6 | 2001 |  |  | N | IPP Non-CHP | 2 | X | NG | [5 empty] | NG |  |  |  | N | N |  | 1H | [23 empty] | N | N | N | 55236 | 4456895 | 86.5 | 328567 | 13564.6459 | 36.2583 |  |  | 2037 | 9 | 86.5 |  |  | 2031 | 86.5 |  |  |  | 521456.715 |  | 117 | 1587.0636 | 2027
59921 | Lee County Generating Station | 55236 | Lee Energy Facility | IL | Lee | CT4 | Natural Gas Fired Combustion Turbine | GT |  | W | X | X | 937 LEE13.5 KV LEE32-2 | 937 LEE13.5 KV LEE312-2 | 86.5 | 0.85 | 84.1 | 89.5 | 45 | N |  |  | OP | X | 6 | 2001 |  |  | N | IPP Non-CHP | 2 | X | NG | [5 empty] | NG |  |  |  | N | N |  | 1H | [23 empty] | N | N | N | 55236 | 4456895 | 86.5 | 328567 | 13564.6459 | 36.2583 |  |  | 2037 | 9 | 86.5 |  |  | 2031 | 86.5 |  |  |  | 521456.715 |  | 117 | 1587.0636 | 2027
59921 | Lee County Generating Station | 55236 | Lee Energy Facility | IL | Lee | CT5 | Natural Gas Fired Combustion Turbine | GT |  | W | X | X | 937 LEE13.5 KV LEE33-1 | 937 LEE13.5 KV LEE33-1 | 86.5 | 0.85 | 85.1 | 89.5 | 45 | N |  |  | OP | X | 5 | 2001 |  |  | N | IPP Non-CHP | 2 | X | NG | [5 empty] | NG |  |  |  | N | N |  | 1H | [23 empty] | N | N | N | 55236 | 4456895 | 86.5 | 328567 | 13564.6459 | 36.2583 |  |  | 2037 | 8 | 86.5 |  |  | 2031 | 86.5 |  |  |  | 521456.715 |  | 117 | 1587.0636 | 2027
59921 | Lee County Generating Station | 55236 | Lee Energy Facility | IL | Lee | CT6 | Natural Gas Fired Combustion Turbine | GT |  | W | X | X | 937 LEE13.5 KV LEE33-2 | 937 LEE13.5 KV LEE33-2 | 86.5 | 0.85 | 85.1 | 89.5 | 45 | N |  |  | OP | X | 5 | 2001 |  |  | N | IPP Non-CHP | 2 | X | NG | [5 empty] | NG |  |  |  | N | N |  | 1H | [23 empty] | N | N | N | 55236 | 4456895 | 86.5 | 328567 | 13564.6459 | 36.2583 |  |  | 2037 | 8 | 86.5 |  |  | 2031 | 86.5 |  |  |  | 521456.715 |  | 117 | 1587.0636 | 2027
59921 | Lee County Generating Station | 55236 | Lee Energy Facility | IL | Lee | CT7 | Natural Gas Fired Combustion Turbine | GT |  | W | X | X | 937 LEE13.5 KV LEE34-1 | 937 LEE13.5 KV LEE34-1 | 86.5 | 0.85 | 83.9 | 89.5 | 45 | N |  |  | OP | X | 6 | 2001 |  |  | N | IPP Non-CHP | 2 | X | NG | [5 empty] | NG |  |  |  | N | N |  | 1H | [23 empty] | N | N | N | 55236 | 4456895 | 86.5 | 328567 | 13564.6459 | 36.2583 |  |  | 2037 | 9 | 86.5 |  |  | 2031 | 86.5 |  |  |  | 521456.715 |  | 117 | 1587.0636 | 2027
59921 | Lee County Generating Station | 55236 | Lee Energy Facility | IL | Lee | CT8 | Natural Gas Fired Combustion Turbine | GT |  | W | X | X | 937 LEE13.5 KV LEE34-2 | 937 LEE13.5 KV LEE34-2 | 86.5 | 0.85 | 83.9 | 89.5 | 45 | N |  |  | OP | X | 6 | 2001 |  |  | N | IPP Non-CHP | 2 | X | NG | [5 empty] | NG |  |  |  | N | N |  | 1H | [23 empty] | N | N | N | 55236 | 4456895 | 86.5 | 328567 | 13564.6459 | 36.2583 |  |  | 2037 | 9 | 86.5 |  |  | 2031 | 86.5 |  |  |  | 521456.715 |  | 117 | 1587.0636 | 2027
60504 | Rockford Generation LLC | 55238 | NRG Rockford I | IL | Winnebago | 1 | Natural Gas Fired Combustion Turbine | GT |  | S | X | X |  |  | 158 | 0.85 | 184.3 | 188 | 115 | N |  |  | OP | X | 6 | 2000 |  |  | N | IPP Non-CHP | 2 | X | NG | [9 empty] | N | N |  | 1H | [23 empty] | N | N | N | 55238 | 2763678 | 158 | 264296 | 10456.753 | 38.5865 |  |  | 2039 | 1 | 158 | 264296 | 323350.326 | 2030 | 158 |  |  |  | 323350.326 | Y | 117 | 1223.4401 | 2035
60504 | Rockford Generation LLC | 55238 | NRG Rockford I | IL | Winnebago | 2 | Natural Gas Fired Combustion Turbine | GT |  | S | X | X |  |  | 158 | 0.85 | 181.6 | 188 | 115 | N |  |  | OP | X | 6 | 2000 |  |  | N | IPP Non-CHP | 2 | X | NG | [9 empty] | N | N |  | 1H | [23 empty] | N | N | N | 55238 | 2763678 | 158 | 264296 | 10456.753 | 38.5865 |  |  | 2039 | 1 | 158 |  |  | 2030 | 158 |  |  |  | 323350.326 |  | 117 | 1223.4401 | 2035
61134 | Darby Power, LLC | 55247 | Darby Power, LLC | OH | Pickaway | GT1 | Natural Gas Fired Combustion Turbine | GT |  | W | X | X | Adkins 13.8 Kv | Adkins 13.8 Kv | 94 | 0.85 | 80 | 90 | 45 | N |  |  | OP | X | 5 | 2001 |  |  | N | IPP Non-CHP | 2 | X | NG | DFO | [8 empty] | N | N |  | 1H | [23 empty] | Y | N | Y | 55247 | 4715916 | 94 | 359135.996 | 13131.2819 | 36.9942 |  |  | 2038 | 5 | 94 | 359135.996 | 551762.172 | 2031 | 94 |  |  |  | 551762.172 | Y | 117 | 1536.36 | 2027
61134 | Darby Power, LLC | 55247 | Darby Power, LLC | OH | Pickaway | GT2 | Natural Gas Fired Combustion Turbine | GT |  | W | X | X | Adkins 13.8 Kv | Adkins 13.8 Kv | 94 | 0.85 | 80 | 90 | 45 | N |  |  | OP | X | 5 | 2001 |  |  | N | IPP Non-CHP | 2 | X | NG | DFO | [8 empty] | N | N |  | 1H | [23 empty] | Y | N | Y | 55247 | 4715916 | 94 | 359135.996 | 13131.2819 | 36.9942 |  |  | 2038 | 5 | 94 |  |  | 2031 | 94 |  |  |  | 551762.172 |  | 117 | 1536.36 | 2027
61134 | Darby Power, LLC | 55247 | Darby Power, LLC | OH | Pickaway | GT3 | Natural Gas Fired Combustion Turbine | GT |  | W | X | X | Adkins 13.8 Kv | Adkins 13.8 Kv | 94 | 0.85 | 80 | 90 | 45 | N |  |  | OP | X | 5 | 2001 |  |  | N | IPP Non-CHP | 2 | X | NG | DFO | [8 empty] | N | N |  | 1H | [23 empty] | Y | N | Y | 55247 | 4715916 | 94 | 359135.996 | 13131.2819 | 36.9942 |  |  | 2038 | 5 | 94 |  |  | 2031 | 94 |  |  |  | 551762.172 |  | 117 | 1536.36 | 2027
61134 | Darby Power, LLC | 55247 | Darby Power, LLC | OH | Pickaway | GT4 | Natural Gas Fired Combustion Turbine | GT |  | W | X | X | Adkins 13.8 Kv | Adkins 13.8 Kv | 94 | 0.85 | 80 | 90 | 45 | N |  |  | OP | X | 5 | 2001 |  |  | N | IPP Non-CHP | 2 | X | NG | DFO | [8 empty] | N | N |  | 1H | [23 empty] | Y | N | Y | 55247 | 4715916 | 94 | 359135.996 | 13131.2819 | 36.9942 |  |  | 2038 | 5 | 94 |  |  | 2031 | 94 |  |  |  | 551762.172 |  | 117 | 1536.36 | 2027
61134 | Darby Power, LLC | 55247 | Darby Power, LLC | OH | Pickaway | GT5 | Natural Gas Fired Combustion Turbine | GT |  | W | X | X | Adkins 13.8 Kv | Adkins 13.8 Kv | 94 | 0.85 | 80 | 90 | 45 | N |  |  | OP | X | 5 | 2002 |  |  | N | IPP Non-CHP | 2 | X | NG | DFO | [8 empty] | N | N |  | 1H | [23 empty] | Y | N | Y | 55247 | 4715916 | 94 | 359135.996 | 13131.2819 | 36.9942 |  |  | 2039 | 5 | 94 |  |  | 2032 | 94 |  |  |  | 551762.172 |  | 117 | 1536.36 | 2027
61134 | Darby Power, LLC | 55247 | Darby Power, LLC | OH | Pickaway | GT6 | Natural Gas Fired Combustion Turbine | GT |  | W | X | X | Adkins 13.8 Kv | Adkins 13.8 Kv | 94 | 0.85 | 80 | 90 | 45 | N |  |  | OP | X | 5 | 2002 |  |  | N | IPP Non-CHP | 2 | X | NG | DFO | [8 empty] | N | N |  | 1H | [23 empty] | Y | N | Y | 55247 | 4715916 | 94 | 359135.996 | 13131.2819 | 36.9942 |  |  | 2039 | 5 | 94 |  |  | 2032 | 94 |  |  |  | 551762.172 |  | 117 | 1536.36 | 2027
57043 | University Park Energy LLC | 55250 | University Park South | IL | Will | UPG1 | Natural Gas Fired Combustion Turbine | GT |  | S | X | X | 946 UNIV13.5 KV UP31-1 | 946 UNIV13.5 KV UP31-1 | 58.9 | 0.85 | 50 | 56 | 12.5 | N |  |  | OP | X | 6 | 2001 |  |  | N | IPP Non-CHP | 2 | X | NG | [5 empty] | NG |  |  |  | N | N |  | 1H | [23 empty] | N | N | N | 55250 | 2928463 | 58.9 | 226635 | 12921.4949 | 34.6885 |  |  | 2036 | 2 | 58.9 | 226635 | 342630.171 | 2031 | 58.9 |  |  |  | 342630.171 | Y | 117 | 1511.8149 | 2027
57043 | University Park Energy LLC | 55250 | University Park South | IL | Will | UPG2 | Natural Gas Fired Combustion Turbine | GT |  | S | X | X | 946 UNIV13.5 KV UP31-2 | 946 UNIV13.5 KV UP31-2 | 58.9 | 0.85 | 50 | 56 | 12.5 | N |  |  | OP | X | 6 | 2001 |  |  | N | IPP Non-CHP | 2 | X | NG | [5 empty] | NG |  |  |  | N | N |  | 1H | [23 empty] | N | N | N | 55250 | 2928463 | 58.9 | 226635 | 12921.4949 | 34.6885 |  |  | 2036 | 2 | 58.9 |  |  | 2031 | 58.9 |  |  |  | 342630.171 |  | 117 | 1511.8149 | 2027
57043 | University Park Energy LLC | 55250 | University Park South | IL | Will | UPG3 | Natural Gas Fired Combustion Turbine | GT |  | S | X | X | 946 UNIV13.5 KV UP32-1 | 946 UNIV13.5 KV UP32-1 | 58.9 | 0.85 | 50 | 56 | 12.5 | N |  |  | OP | X | 6 | 2001 |  |  | N | IPP Non-CHP | 2 | X | NG | [5 empty] | NG |  |  |  | N | N |  | 1H | [23 empty] | N | N | N | 55250 | 2928463 | 58.9 | 226635 | 12921.4949 | 34.6885 |  |  | 2036 | 2 | 58.9 |  |  | 2031 | 58.9 |  |  |  | 342630.171 |  | 117 | 1511.8149 | 2027
57043 | University Park Energy LLC | 55250 | University Park South | IL | Will | UPG4 | Natural Gas Fired Combustion Turbine | GT |  | S | X | X | 946 UNIV13.5 KV UP32-2 | 946 UNIV13.5 KV UP32-2 | 58.9 | 0.85 | 50 | 56 | 12.5 | N |  |  | OP | X | 6 | 2001 |  |  | N | IPP Non-CHP | 2 | X | NG | [5 empty] | NG |  |  |  | N | N |  | 1H | [23 empty] | N | N | N | 55250 | 2928463 | 58.9 | 226635 | 12921.4949 | 34.6885 |  |  | 2036 | 2 | 58.9 |  |  | 2031 | 58.9 |  |  |  | 342630.171 |  | 117 | 1511.8149 | 2027
57043 | University Park Energy LLC | 55250 | University Park South | IL | Will | UPG5 | Natural Gas Fired Combustion Turbine | GT |  | S | X | X | 946 UNIV13.5 KV UP33-1 | 946 UNIV13.5 KV UP33-1 | 58.9 | 0.85 | 50 | 56 | 12.5 | N |  |  | OP | X | 6 | 2001 |  |  | N | IPP Non-CHP | 2 | X | NG | [5 empty] | NG |  |  |  | N | N |  | 1H | [23 empty] | N | N | N | 55250 | 2928463 | 58.9 | 226635 | 12921.4949 | 34.6885 |  |  | 2036 | 2 | 58.9 |  |  | 2031 | 58.9 |  |  |  | 342630.171 |  | 117 | 1511.8149 | 2027
57043 | University Park Energy LLC | 55250 | University Park South | IL | Will | UPG6 | Natural Gas Fired Combustion Turbine | GT |  | S | X | X | 946 UNIV13.5 KV UP33-2 | 946 UNIV13.5 KV UP33-2 | 58.9 | 0.85 | 50 | 56 | 12.5 | N |  |  | OP | X | 7 | 2001 |  |  | N | IPP Non-CHP | 2 | X | NG | [5 empty] | NG |  |  |  | N | N |  | 1H | [23 empty] | N | N | N | 55250 | 2928463 | 58.9 | 226635 | 12921.4949 | 34.6885 |  |  | 2036 | 3 | 58.9 |  |  | 2031 | 58.9 |  |  |  | 342630.171 |  | 117 | 1511.8149 | 2027
65379 | Earthrise Energy, PBC | 55253 | Crete Energy Venture LLC | IL | Will | GT1 | Natural Gas Fired Combustion Turbine | GT |  | S | X | X |  |  | 89 | 0.85 | 75 | 87.2 | 45 | N |  |  | OP | X | 5 | 2002 |  |  | N | IPP Non-CHP | 2 | X | NG | [9 empty] | N | N |  | 1H | [23 empty] | N | N | N | 55253 | 853592 | 89 | 27150 | 31439.8527 | 38.9005 |  |  | 2041 | 4 |  |  |  | 2032 | 89 |  |  |  | 99870.264 | Y | 117 | 3678.4628 | 2024
65379 | Earthrise Energy, PBC | 55253 | Crete Energy Venture LLC | IL | Will | GT2 | Natural Gas Fired Combustion Turbine | GT |  | S | X | X |  |  | 89 | 0.85 | 75 | 87.2 | 45 | N |  |  | OP | X | 5 | 2002 |  |  | N | IPP Non-CHP | 2 | X | NG | [9 empty] | N | N |  | 1H | [23 empty] | N | N | N | 55253 | 853592 | 89 | 27150 | 31439.8527 | 38.9005 |  |  | 2041 | 4 |  |  |  | 2032 | 89 |  |  |  | 99870.264 |  | 117 | 3678.4628 | 2024
65379 | Earthrise Energy, PBC | 55253 | Crete Energy Venture LLC | IL | Will | GT3 | Natural Gas Fired Combustion Turbine | GT |  | S | X | X |  |  | 89 | 0.85 | 75 | 87.2 | 45 | N |  |  | OP | X | 5 | 2002 |  |  | N | IPP Non-CHP | 2 | X | NG | [9 empty] | N | N |  | 1H | [23 empty] | N | N | N | 55253 | 853592 | 89 | 27150 | 31439.8527 | 38.9005 |  |  | 2041 | 4 |  |  |  | 2032 | 89 |  |  |  | 99870.264 |  | 117 | 3678.4628 | 2024
65379 | Earthrise Energy, PBC | 55253 | Crete Energy Venture LLC | IL | Will | GT4 | Natural Gas Fired Combustion Turbine | GT |  | S | X | X |  |  | 89 | 0.85 | 75 | 87.2 | 45 | N |  |  | OP | X | 5 | 2002 |  |  | N | IPP Non-CHP | 2 | X | NG | [9 empty] | N | N |  | 1H | [23 empty] | N | N | N | 55253 | 853592 | 89 | 27150 | 31439.8527 | 38.9005 |  |  | 2041 | 4 |  |  |  | 2032 | 89 |  |  |  | 99870.264 |  | 117 | 3678.4628 | 2024
40577 | American Mun Power-Ohio, Inc | 55262 | Bowling Green Generating Station | OH | Wood | CT1 | Natural Gas Fired Combustion Turbine | GT |  | S | X | X |  |  | 33 | 0.85 | 26 | 33 | 26 | N |  |  | OP | X | 6 | 2000 |  |  | N | Electric Utility | 1 | X | NG | [9 empty] | N | N |  | 1H | [23 empty] | N | N | N | 55262 | 46964 | 33 | 2933 | 16012.2741 | 48.4655 |  |  | 2048 | 12 |  |  |  | 2030 | 33 |  |  |  | 5494.788 | Y | 117 | 1873.4361 | 2024
40577 | American Mun Power-Ohio, Inc | 55262 | Bowling Green Generating Station | OH | Wood | CT2 | Natural Gas Fired Combustion Turbine | GT |  | S | X | X |  |  | 16.5 | 0.85 | 12 | 16.5 | 12 | N |  |  | OP | X | 6 | 2000 |  |  | N | Electric Utility | 1 | X | NG | [9 empty] | N | N |  | 1H | [23 empty] | N | N | N | 55262 | 46964 | 16.5 | 2933 | 16012.2741 | 45.4722 |  |  | 2045 | 12 |  |  |  | 2030 | 16.5 |  |  |  | 5494.788 |  | 117 | 1873.4361 | 2024
40577 | American Mun Power-Ohio, Inc | 55263 | Galion Generating Station | OH | Crawford | CT1 | Natural Gas Fired Combustion Turbine | GT |  | S | X | X |  |  | 33 | 0.85 | 26 | 33 | 26 | N |  |  | OP | X | 6 | 2000 |  |  | N | Electric Utility | 1 | X | NG | [9 empty] | N | N |  | 1H | [23 empty] | N | N | N | 55263 | 49733 | 33 | 2755 | 18051.9056 | 46.6353 |  |  | 2047 | 2 |  |  |  | 2030 | 33 |  |  |  | 5818.761 | Y | 117 | 2112.073 | 2024
40577 | American Mun Power-Ohio, Inc | 55263 | Galion Generating Station | OH | Crawford | CT2 | Natural Gas Fired Combustion Turbine | GT |  | S | X | X |  |  | 16.5 | 0.85 | 12 | 16.5 | 12 | N |  |  | OP | X | 6 | 2000 |  |  | N | Electric Utility | 1 | X | NG | [9 empty] | N | N |  | 1H | [23 empty] | N | N | N | 55263 | 49733 | 16.5 | 2755 | 18051.9056 | 42.5902 |  |  | 2043 | 1 |  |  |  | 2030 | 16.5 |  |  |  | 5818.761 |  | 117 | 2112.073 | 2024
40577 | American Mun Power-Ohio, Inc | 55264 | Napoleon Peaking Station | OH | Henry | CT1 | Natural Gas Fired Combustion Turbine | GT |  | S | X | X |  |  | 33 | 0.85 | 26 | 33 | 26 | N |  |  | OP | X | 6 | 2000 |  |  | N | Electric Utility | 1 | X | NG | [9 empty] | N | N |  | 1H | [23 empty] | N | N | N | 55264 | 51275 | 33 | 2980 | 17206.3758 | 47.8113 |  |  | 2048 | 4 |  |  |  | 2030 | 33 |  |  |  | 5999.175 | Y | 117 | 2013.146 | 2024
40577 | American Mun Power-Ohio, Inc | 55264 | Napoleon Peaking Station | OH | Henry | CT2 | Natural Gas Fired Combustion Turbine | GT |  | S | X | X |  |  | 16.5 | 0.85 | 12 | 16.5 | 12 | N |  |  | OP | X | 6 | 2000 |  |  | N | Electric Utility | 1 | X | NG | [9 empty] | N | N |  | 1H | [23 empty] | N | N | N | 55264 | 51275 | 16.5 | 2980 | 17206.3758 | 42.7066 |  |  | 2043 | 2 |  |  |  | 2030 | 16.5 |  |  |  | 5999.175 |  | 117 | 2013.146 | 2024
60432 | Middle River Power II, LLC | 55284 | Big Sandy Peaker Plant | WV | Wayne | BSG1 | Natural Gas Fired Combustion Turbine | GT |  | S | X | X | 32418571 AEP Big Sandy CT1 | Big Sandy Peaker, LLC | 58.9 | 0.85 | 50 | 57 | 25 | N |  |  | OP | X | 7 | 2001 |  |  | N | IPP Non-CHP | 2 | X | NG | [9 empty] | N | N |  | 10M | [23 empty] | N | N | N | 55284 | 3326980 | 58.9 | 286954 | 11594.1231 | 17.6928 |  |  | 2019 | 3 | 58.9 | 286954 | 389256.66 | 2031 | 58.9 | 58.9 | 286954 | 389256.66 | 389256.66 | Y | 117 | 1356.5124 | 2027
60432 | Middle River Power II, LLC | 55284 | Big Sandy Peaker Plant | WV | Wayne | BSG2 | Natural Gas Fired Combustion Turbine | GT |  | S | X | X | 32418573 AEP Big Sandy CT2 | Big Sandy Peaker, LLC | 58.9 | 0.85 | 50 | 57 | 25 | N |  |  | OP | X | 7 | 2001 |  |  | N | IPP Non-CHP | 2 | X | NG | [9 empty] | N | N |  | 10M | [23 empty] | N | N | N | 55284 | 3326980 | 58.9 | 286954 | 11594.1231 | 17.6928 |  |  | 2019 | 3 | 58.9 |  |  | 2031 | 58.9 | 58.9 |  |  | 389256.66 |  | 117 | 1356.5124 | 2027
60432 | Middle River Power II, LLC | 55284 | Big Sandy Peaker Plant | WV | Wayne | BSG3 | Natural Gas Fired Combustion Turbine | GT |  | S | X | X | 324118575 AEP Big Sandy CT3 | Big Sandy Peaker, LLC | 58.9 | 0.85 | 50 | 57 | 25 | N |  |  | OP | X | 7 | 2001 |  |  | N | IPP Non-CHP | 2 | X | NG | [9 empty] | N | N |  | 10M | [23 empty] | N | N | N | 55284 | 3326980 | 58.9 | 286954 | 11594.1231 | 17.6928 |  |  | 2019 | 3 | 58.9 |  |  | 2031 | 58.9 | 58.9 |  |  | 389256.66 |  | 117 | 1356.5124 | 2027
60432 | Middle River Power II, LLC | 55284 | Big Sandy Peaker Plant | WV | Wayne | BSG4 | Natural Gas Fired Combustion Turbine | GT |  | S | X | X | 32418577 AEP Big Sandy CT4 | Big Sandy Peaker, LLC | 58.9 | 0.85 | 50 | 57 | 25 | N |  |  | OP | X | 7 | 2001 |  |  | N | IPP Non-CHP | 2 | X | NG | [9 empty] | N | N |  | 10M | [23 empty] | N | N | N | 55284 | 3326980 | 58.9 | 286954 | 11594.1231 | 17.6928 |  |  | 2019 | 3 | 58.9 |  |  | 2031 | 58.9 | 58.9 |  |  | 389256.66 |  | 117 | 1356.5124 | 2027
60432 | Middle River Power II, LLC | 55284 | Big Sandy Peaker Plant | WV | Wayne | BSG5 | Natural Gas Fired Combustion Turbine | GT |  | S | X | X | 32418579 AEP Big Sandy CT5 | Big Sandy Peaker, LLC | 58.9 | 0.85 | 50 | 57 | 25 | N |  |  | OP | X | 7 | 2001 |  |  | N | IPP Non-CHP | 2 | X | NG | [9 empty] | N | N |  | 10M | [23 empty] | N | N | N | 55284 | 3326980 | 58.9 | 286954 | 11594.1231 | 17.6928 |  |  | 2019 | 3 | 58.9 |  |  | 2031 | 58.9 | 58.9 |  |  | 389256.66 |  | 117 | 1356.5124 | 2027
60432 | Middle River Power II, LLC | 55284 | Big Sandy Peaker Plant | WV | Wayne | BSG6 | Natural Gas Fired Combustion Turbine | GT |  | S | X | X | 32418581 AEP Big Sandy CT6 | Big Sandy Peaker, LLC | 58.9 | 0.85 | 50 | 57 | 25 | N |  |  | OP | X | 8 | 2001 |  |  | N | IPP Non-CHP | 2 | X | NG | [9 empty] | N | N |  | 10M | [23 empty] | N | N | N | 55284 | 3326980 | 58.9 | 286954 | 11594.1231 | 17.6928 |  |  | 2019 | 4 | 58.9 |  |  | 2031 | 58.9 | 58.9 |  |  | 389256.66 |  | 117 | 1356.5124 | 2027
60432 | Middle River Power II, LLC | 55285 | Wolf Hills Energy | VA | Washington | WHG1 | Natural Gas Fired Combustion Turbine | GT |  | S | X | X | 32418583 AEP Wolf Hill CT1 | Wolf Hills Energy, LLC | 57 | 0.85 | 50 | 57 | 25 | N |  |  | OP | X | 6 | 2001 |  |  | N | IPP Non-CHP | 2 | X | NG | [9 empty] | N | N |  | 10M | [23 empty] | N | N | N | 55285 | 653951 | 57 | 58017.001 | 11271.7133 | 28.7783 |  |  | 2030 | 3 | 57 | 58017.001 | 76512.267 | 2031 | 57 |  |  |  | 76512.267 | Y | 117 | 1318.7905 | 2027
60432 | Middle River Power II, LLC | 55285 | Wolf Hills Energy | VA | Washington | WHG2 | Natural Gas Fired Combustion Turbine | GT |  | S | X | X | 32418585 AEP Wolf Hill CT2 | Wolf Hills Energy, LLC | 57 | 0.85 | 50 | 57 | 25 | N |  |  | OP | X | 6 | 2001 |  |  | N | IPP Non-CHP | 2 | X | NG | [9 empty] | N | N |  | 10M | [23 empty] | N | N | N | 55285 | 653951 | 57 | 58017.001 | 11271.7133 | 28.7783 |  |  | 2030 | 3 | 57 |  |  | 2031 | 57 |  |  |  | 76512.267 |  | 117 | 1318.7905 | 2027
60432 | Middle River Power II, LLC | 55285 | Wolf Hills Energy | VA | Washington | WHG3 | Natural Gas Fired Combustion Turbine | GT |  | S | X | X | 32418587 AEP Wolf Hill CT3 | Wolf Hills Energy, LLC | 57 | 0.85 | 50 | 57 | 25 | N |  |  | OP | X | 6 | 2001 |  |  | N | IPP Non-CHP | 2 | X | NG | [9 empty] | N | N |  | 10M | [23 empty] | N | N | N | 55285 | 653951 | 57 | 58017.001 | 11271.7133 | 28.7783 |  |  | 2030 | 3 | 57 |  |  | 2031 | 57 |  |  |  | 76512.267 |  | 117 | 1318.7905 | 2027
60432 | Middle River Power II, LLC | 55285 | Wolf Hills Energy | VA | Washington | WHG4 | Natural Gas Fired Combustion Turbine | GT |  | S | X | X | 32418589 AEP Wolf Hill CT4 | Wolf Hills Energy, LLC | 57 | 0.85 | 50 | 57 | 25 | N |  |  | OP | X | 5 | 2001 |  |  | N | IPP Non-CHP | 2 | X | NG | [9 empty] | N | N |  | 10M | [23 empty] | N | N | N | 55285 | 653951 | 57 | 58017.001 | 11271.7133 | 28.7783 |  |  | 2030 | 2 | 57 |  |  | 2031 | 57 |  |  |  | 76512.267 |  | 117 | 1318.7905 | 2027
60432 | Middle River Power II, LLC | 55285 | Wolf Hills Energy | VA | Washington | WHG5 | Natural Gas Fired Combustion Turbine | GT |  | S | X | X | 32418591 AEP Wolf Hill CT5 | Wolf Hills Energy, LLC | 57 | 0.85 | 50 | 57 | 25 | N |  |  | OP | X | 5 | 2001 |  |  | N | IPP Non-CHP | 2 | X | NG | [9 empty] | N | N |  | 10M | [23 empty] | N | N | N | 55285 | 653951 | 57 | 58017.001 | 11271.7133 | 28.7783 |  |  | 2030 | 2 | 57 |  |  | 2031 | 57 |  |  |  | 76512.267 |  | 117 | 1318.7905 | 2027
56213 | IPA Operations Inc - Calumet | 55296 | Calumet Energy Team LLC | IL | Cook | CT11 | Natural Gas Fired Combustion Turbine | GT |  | W | X | X |  |  | 156.4 | 1 | 162 | 176 | 109 | N |  |  | OP | X | 6 | 2002 |  |  | N | IPP Non-CHP | 2 | X | NG | [10 empty] | N |  | 1H | [23 empty] | N | N | N | 55296 | 166002 | 156.4 | 19348 | 8579.8015 | 35.0083 |  |  | 2037 | 6 | 156.4 | 19348 | 19422.234 | 2032 | 156.4 |  |  |  | 19422.234 | Y | 117 | 1003.8368 | 2035
56213 | IPA Operations Inc - Calumet | 55296 | Calumet Energy Team LLC | IL | Cook | CT12 | Natural Gas Fired Combustion Turbine | GT |  | W | X | X |  |  | 156.4 | 1 | 164.1 | 176 | 109 | N |  |  | OP | X | 6 | 2002 |  |  | N | IPP Non-CHP | 2 | X | NG | [10 empty] | N |  | 1H | [23 empty] | N | N | N | 55296 | 166002 | 156.4 | 19348 | 8579.8015 | 35.0083 |  |  | 2037 | 6 | 156.4 |  |  | 2032 | 156.4 |  |  |  | 19422.234 |  | 117 | 1003.8368 | 2035
56533 | Troy Energy LLC | 55348 | Troy Energy LLC | OH | Wood | 1 | Natural Gas Fired Combustion Turbine | GT |  | W | X | X |  |  | 198.9 | 0.85 | 170 | 196.6 | 100 | N |  |  | OP | X | 6 | 2002 |  |  | N | IPP Non-CHP | 2 | X | NG | DFO | [8 empty] | N | N |  | 1H | [20 empty] | N |  |  | Y | N | Y | 55348 | 9753629 | 198.9 | 1055565.025 | 9240.1972 | 35.7244 |  |  | 2038 | 3 | 198.9 | 1055565.025 | 1141174.593 | 2032 | 198.9 |  |  |  | 1141174.593 | Y | 117 | 1081.1031 | 2035
56533 | Troy Energy LLC | 55348 | Troy Energy LLC | OH | Wood | 2 | Natural Gas Fired Combustion Turbine | GT |  | W | X | X |  |  | 198.9 | 0.85 | 169 | 196.5 | 100 | N |  |  | OP | X | 6 | 2002 |  |  | N | IPP Non-CHP | 2 | X | NG | DFO | [8 empty] | N | N |  | 1H | [20 empty] | N |  |  | Y | N | Y | 55348 | 9753629 | 198.9 | 1055565.025 | 9240.1972 | 35.7244 |  |  | 2038 | 3 | 198.9 |  |  | 2032 | 198.9 |  |  |  | 1141174.593 |  | 117 | 1081.1031 | 2035
56533 | Troy Energy LLC | 55348 | Troy Energy LLC | OH | Wood | 3 | Natural Gas Fired Combustion Turbine | GT |  | W | X | X |  |  | 198.9 | 0.85 | 168.5 | 196.6 | 100 | N |  |  | OP | X | 6 | 2002 |  |  | N | IPP Non-CHP | 2 | X | NG | DFO | [8 empty] | N | N |  | 1H | [20 empty] | N |  |  | Y | N | Y | 55348 | 9753629 | 198.9 | 1055565.025 | 9240.1972 | 35.7244 |  |  | 2038 | 3 | 198.9 |  |  | 2032 | 198.9 |  |  |  | 1141174.593 |  | 117 | 1081.1031 | 2035
56533 | Troy Energy LLC | 55348 | Troy Energy LLC | OH | Wood | 4 | Natural Gas Fired Combustion Turbine | GT |  | W | X | X |  |  | 198.9 | 0.85 | 168.1 | 196 | 100 | N |  |  | OP | X | 6 | 2002 |  |  | N | IPP Non-CHP | 2 | X | NG | DFO | [8 empty] | N | N |  | 1H | [20 empty] | N |  |  | Y | N | Y | 55348 | 9753629 | 198.9 | 1055565.025 | 9240.1972 | 35.7244 |  |  | 2038 | 3 | 198.9 |  |  | 2032 | 198.9 |  |  |  | 1141174.593 |  | 117 | 1081.1031 | 2035
61317 | Gans Energy LLC | 55377 | Gans | PA | FAYETTE | UNT8 | Natural Gas Fired Combustion Turbine | GT |  | S | X | X |  |  | 43.8 | 0.9 | 45.7 | 48.7 | 4 | N |  |  | OP | X | 11 | 2000 |  |  | N | IPP Non-CHP | 2 | X | NG | DFO | [8 empty] | N | N |  | 1H | [23 empty] | N | N | N | 55377 | 1737803 | 43.8 | 165826 | 10479.6775 | 27.8275 |  |  | 2028 | 9 | 43.8 | 165826 | 203322.951 | 2030 | 43.8 | 43.8 | 165826 | 203322.951 | 203322.951 | Y | 117 | 1226.1223 | 2035
61317 | Gans Energy LLC | 55377 | Gans | PA | FAYETTE | UNT9 | Natural Gas Fired Combustion Turbine | GT |  | S | X | X |  |  | 43.8 | 0.9 | 47 | 49.2 | 4 | N |  |  | OP | X | 11 | 2000 |  |  | N | IPP Non-CHP | 2 | X | NG | DFO | [8 empty] | N | N |  | 1H | [23 empty] | N | N | N | 55377 | 1737803 | 43.8 | 165826 | 10479.6775 | 27.8275 |  |  | 2028 | 9 | 43.8 |  |  | 2030 | 43.8 | 43.8 |  |  | 203322.951 |  | 117 | 1226.1223 | 2035
21191 | Zion Energy LLC | 55392 | Zion Energy Center | IL | Lake | CTG1 | Natural Gas Fired Combustion Turbine | GT |  | S | X | X |  |  | 198.9 | 0.85 | 152 | 181 | 100 | N |  |  | OP | X | 6 | 2002 |  |  | N | IPP Non-CHP | 2 | X | NG | DFO | [8 empty] | N |  |  | 1H | [23 empty] | Y | N | Y | 55392 | 7109630 | 198.9 | 638453.007 | 11135.7139 | 39.8401 |  |  | 2042 | 4 |  |  |  | 2032 | 198.9 |  |  |  | 831826.71 | Y | 117 | 1302.8785 | 2027
21191 | Zion Energy LLC | 55392 | Zion Energy Center | IL | Lake | CTG2 | Natural Gas Fired Combustion Turbine | GT |  | S | X | X |  |  | 198.9 | 0.85 | 152 | 181 | 100 | N |  |  | OP | X | 6 | 2002 |  |  | N | IPP Non-CHP | 2 | X | NG | DFO | [8 empty] | N |  |  | 1H | [23 empty] | Y | N | Y | 55392 | 7109630 | 198.9 | 638453.007 | 11135.7139 | 39.8401 |  |  | 2042 | 4 |  |  |  | 2032 | 198.9 |  |  |  | 831826.71 |  | 117 | 1302.8785 | 2027
21191 | Zion Energy LLC | 55392 | Zion Energy Center | IL | Lake | CTG3 | Natural Gas Fired Combustion Turbine | GT |  | S | X | X |  |  | 198.9 | 0.85 | 152 | 181 | 100 | N |  |  | OP | X | 6 | 2003 |  |  | N | IPP Non-CHP | 2 | X | NG | DFO | [8 empty] | N |  |  | 1H | [23 empty] | Y | N | Y | 55392 | 7109630 | 198.9 | 638453.007 | 11135.7139 | 39.8401 |  |  | 2043 | 4 |  |  |  | 2033 | 198.9 |  |  |  | 831826.71 |  | 117 | 1302.8785 | 2027
56558 | Rolling Hills Generating LLC | 55401 | Rolling Hills Generating | OH | Vinton | CT1 | Natural Gas Fired Combustion Turbine | GT |  | S | X | X | FLATLICK 1 - 32418627 | FLATLICK 1 - 32418627 | 195.5 | 0.85 | 182 | 209 | 115.5 | N |  |  | OP | X | 6 | 2023 |  |  | N | IPP Non-CHP | 2 | X | NG | [9 empty] | N | N |  | 1H | [7 empty] | 3 | 0 | 6 | 2023 | [12 empty] | N | N | N | 55401 | 6086195 | 195.5 | 566141 | 10750.3166 | 38.399 | 2003 | 6 | 2061 | 11 |  |  |  | 2053 |  |  |  |  | 712084.815 | Y | 117 | 1257.787 | 2035
56558 | Rolling Hills Generating LLC | 55401 | Rolling Hills Generating | OH | Vinton | CT2 | Natural Gas Fired Combustion Turbine | GT |  | S | X | X | FLATLICK 2 - 32418629 | FLATLICK 2 - 32418629 | 195.5 | 0.85 | 166.9 | 197.5 | 115.5 | N |  |  | OP | X | 6 | 2023 |  |  | N | IPP Non-CHP | 2 | X | NG | [9 empty] | N | N |  | 1H | [7 empty] | 18.1 | 11.5 | 6 | 2023 | [12 empty] | N | N | N | 55401 | 6086195 | 195.5 | 566141 | 10750.3166 | 38.399 | 2003 | 6 | 2061 | 11 |  |  |  | 2053 |  |  |  |  | 712084.815 |  | 117 | 1257.787 | 2035
56558 | Rolling Hills Generating LLC | 55401 | Rolling Hills Generating | OH | Vinton | CT3 | Natural Gas Fired Combustion Turbine | GT |  | S | X | X | FLATLICK 3 - 32418631 | FLATLICK 3 - 32418631 | 195.5 | 0.85 | 181.6 | 209 | 115.5 | Y | 4 | 2022 | OP | X | 6 | 2023 |  |  | N | IPP Non-CHP | 2 | X | NG | [9 empty] | N | N |  | 1H | [7 empty] | 3.4 | 0 | 6 | 2023 | [12 empty] | N | N | N | 55401 | 6086195 | 195.5 | 566141 | 10750.3166 | 38.399 | 2003 | 6 | 2061 | 11 |  |  |  | 2053 |  |  |  |  | 712084.815 |  | 117 | 1257.787 | 2035
56558 | Rolling Hills Generating LLC | 55401 | Rolling Hills Generating | OH | Vinton | CT4 | Natural Gas Fired Combustion Turbine | GT |  | S | X | X | FLATLICK 4 - 32418633 | FLATLICK 4 - 32418633 | 195.5 | 0.85 | 165.7 | 197.8 | 115.5 | N |  |  | OP | X | 6 | 2023 |  |  | N | IPP Non-CHP | 2 | X | NG | [9 empty] | N | N |  | 1H | [7 empty] | 19.3 | 11.2 | 6 | 2023 | [12 empty] | N | N | N | 55401 | 6086195 | 195.5 | 566141 | 10750.3166 | 38.399 | 2003 | 6 | 2061 | 11 |  |  |  | 2053 |  |  |  |  | 712084.815 |  | 117 | 1257.787 | 2035
56558 | Rolling Hills Generating LLC | 55401 | Rolling Hills Generating | OH | Vinton | CT5 | Natural Gas Fired Combustion Turbine | GT |  | S | X | X | FLATLICK 5 - 32418635 | FLATLICK 5 - 32418635 | 195.5 | 0.85 | 182 | 209 | 115.5 | Y | 11 | 2022 | OP | X | 6 | 2023 |  |  | N | IPP Non-CHP | 2 | X | NG | [9 empty] | N | N |  | 1H | [7 empty] | 3 | 0 | 6 | 2023 | [12 empty] | N | N | N | 55401 | 6086195 | 195.5 | 566141 | 10750.3166 | 38.399 | 2003 | 6 | 2061 | 11 |  |  |  | 2053 |  |  |  |  | 712084.815 |  | 117 | 1257.787 | 2035
64030 | Lincoln Operating Services, LLC | 55438 | Elgin Energy Center LLC | IL | Cook | CT01 | Natural Gas Fired Combustion Turbine | GT |  | W | X | X | 960 ELGI13.5 KV EE-1 | 960 ELGI13.5 KV EE-1 | 135 | 0.9 | 121.1 | 125 | 92.1 | N |  |  | OP | X | 9 | 2002 |  |  | N | IPP Non-CHP | 2 | X | NG | [10 empty] | N |  | 1H | [23 empty] | N | N | N | 55438 | 5740032 | 135 | 496717 | 11555.9403 | 18.6556 |  |  | 2021 | 5 | 135 | 496717 | 671583.744 | 2032 | 135 | 135 | 496717 | 671583.744 | 671583.744 | Y | 117 | 1352.045 | 2027
64030 | Lincoln Operating Services, LLC | 55438 | Elgin Energy Center LLC | IL | Cook | CT02 | Natural Gas Fired Combustion Turbine | GT |  | W | X | X | 960 ELGI13.5 KV EE-2 | 960 ELGI13.5 KV EE-2 | 135 | 0.9 | 121.5 | 125.1 | 92.3 | N |  |  | OP | X | 10 | 2002 |  |  | N | IPP Non-CHP | 2 | X | NG | [10 empty] | N |  | 1H | [23 empty] | N | N | N | 55438 | 5740032 | 135 | 496717 | 11555.9403 | 18.6556 |  |  | 2021 | 6 | 135 |  |  | 2032 | 135 | 135 |  |  | 671583.744 |  | 117 | 1352.045 | 2027
64030 | Lincoln Operating Services, LLC | 55438 | Elgin Energy Center LLC | IL | Cook | CT03 | Natural Gas Fired Combustion Turbine | GT |  | W | X | X | 960 ELGI13.5 KV EE-3 | 960 ELGI13.5 KV EE-3 | 135 | 0.9 | 121.5 | 125 | 90.8 | N |  |  | OP | X | 10 | 2002 |  |  | N | IPP Non-CHP | 2 | X | NG | [10 empty] | N |  | 1H | [23 empty] | N | N | N | 55438 | 5740032 | 135 | 496717 | 11555.9403 | 18.6556 |  |  | 2021 | 6 | 135 |  |  | 2032 | 135 | 135 |  |  | 671583.744 |  | 117 | 1352.045 | 2027
64030 | Lincoln Operating Services, LLC | 55438 | Elgin Energy Center LLC | IL | Cook | CT04 | Natural Gas Fired Combustion Turbine | GT |  | W | X | X | 960 ELGI13.5 KV EE-4 | 960 ELGI13.5 KV EE-4 | 135 | 0.9 | 123.3 | 123.3 | 92.3 | N |  |  | OP | X | 11 | 2002 |  |  | N | IPP Non-CHP | 2 | X | NG | [9 empty] | N |  |  | 1H | [23 empty] | N | N | N | 55438 | 5740032 | 135 | 496717 | 11555.9403 | 18.6556 |  |  | 2021 | 7 | 135 |  |  | 2032 | 135 | 135 |  |  | 671583.744 |  | 117 | 1352.045 | 2027
56928 | LSP University Park LLC | 55640 | University Park North | IL | Will | 1 | Natural Gas Fired Combustion Turbine | GT |  | S | X | X | 970 UP N13.5 KV UN-1 | 970 UP N13.5 KV UN-1 | 60.5 | 0.85 | 45 | 45 | 24 | N |  |  | OP | X | 6 | 2002 |  |  | N | IPP Non-CHP | 2 | X | NG | [9 empty] | N | N |  | 1H | [23 empty] | N | N | N | 55640 | 10224088 | 60.5 | 841111 | 12155.4563 | 19.5492 |  |  | 2022 | 1 | 60.5 | 841111 | 1196218.296 | 2032 | 60.5 | 60.5 | 841111 | 1196218.296 | 1196218.296 | Y | 117 | 1422.1884 | 2027
56928 | LSP University Park LLC | 55640 | University Park North | IL | Will | 10 | Natural Gas Fired Combustion Turbine | GT |  | S | X | X | 970 UP N13.5 KV UN10 | 970 UP N13.5 KV UN10 | 60.5 | 0.85 | 45 | 45 | 24 | N |  |  | OP | X | 7 | 2002 |  |  | N | IPP Non-CHP | 2 | X | NG | [9 empty] | N | N |  | 1H | [23 empty] | N | N | N | 55640 | 10224088 | 60.5 | 841111 | 12155.4563 | 19.5492 |  |  | 2022 | 2 | 60.5 |  |  | 2032 | 60.5 | 60.5 |  |  | 1196218.296 |  | 117 | 1422.1884 | 2027
56928 | LSP University Park LLC | 55640 | University Park North | IL | Will | 11 | Natural Gas Fired Combustion Turbine | GT |  | S | X | X | 970 UP N13.5 KV UN11 | 970 UP N13.5 KV UN11 | 60.5 | 0.85 | 45 | 45 | 24 | N |  |  | OP | X | 7 | 2002 |  |  | N | IPP Non-CHP | 2 | X | NG | [9 empty] | N | N |  | 1H | [23 empty] | N | N | N | 55640 | 10224088 | 60.5 | 841111 | 12155.4563 | 19.5492 |  |  | 2022 | 2 | 60.5 |  |  | 2032 | 60.5 | 60.5 |  |  | 1196218.296 |  | 117 | 1422.1884 | 2027
56928 | LSP University Park LLC | 55640 | University Park North | IL | Will | 12 | Natural Gas Fired Combustion Turbine | GT |  | S | X | X | 970 UP N13.5 KV UN12 | 970 UP N13.5 KV UN12 | 60.5 | 0.85 | 45 | 45 | 24 | N |  |  | OP | X | 7 | 2002 |  |  | N | IPP Non-CHP | 2 | X | NG | [9 empty] | N | N |  | 1H | [23 empty] | N | N | N | 55640 | 10224088 | 60.5 | 841111 | 12155.4563 | 19.5492 |  |  | 2022 | 2 | 60.5 |  |  | 2032 | 60.5 | 60.5 |  |  | 1196218.296 |  | 117 | 1422.1884 | 2027
56928 | LSP University Park LLC | 55640 | University Park North | IL | Will | 2 | Natural Gas Fired Combustion Turbine | GT |  | S | X | X | 970 UP N13.5 KV UN-2 | 970 UP N13.5 KV UN-2 | 60.5 | 0.85 | 45 | 45 | 24 | N |  |  | OP | X | 6 | 2002 |  |  | N | IPP Non-CHP | 2 | X | NG | [9 empty] | N | N |  | 1H | [23 empty] | N | N | N | 55640 | 10224088 | 60.5 | 841111 | 12155.4563 | 19.5492 |  |  | 2022 | 1 | 60.5 |  |  | 2032 | 60.5 | 60.5 |  |  | 1196218.296 |  | 117 | 1422.1884 | 2027
56928 | LSP University Park LLC | 55640 | University Park North | IL | Will | 3 | Natural Gas Fired Combustion Turbine | GT |  | S | X | X | 970 UP N13.5 KV UN-3 | 970 UP N13.5 KV UN-3 | 60.5 | 0.85 | 45 | 45 | 24 | N |  |  | OP | X | 6 | 2002 |  |  | N | IPP Non-CHP | 2 | X | NG | [9 empty] | N | N |  | 1H | [23 empty] | N | N | N | 55640 | 10224088 | 60.5 | 841111 | 12155.4563 | 19.5492 |  |  | 2022 | 1 | 60.5 |  |  | 2032 | 60.5 | 60.5 |  |  | 1196218.296 |  | 117 | 1422.1884 | 2027
56928 | LSP University Park LLC | 55640 | University Park North | IL | Will | 4 | Natural Gas Fired Combustion Turbine | GT |  | S | X | X | 970 UP N13.5 KV UN-4 | 970 UP N13.5 KV UN-4 | 60.5 | 0.85 | 45 | 45 | 24 | N |  |  | OP | X | 6 | 2002 |  |  | N | IPP Non-CHP | 2 | X | NG | [9 empty] | N | N |  | 1H | [23 empty] | N | N | N | 55640 | 10224088 | 60.5 | 841111 | 12155.4563 | 19.5492 |  |  | 2022 | 1 | 60.5 |  |  | 2032 | 60.5 | 60.5 |  |  | 1196218.296 |  | 117 | 1422.1884 | 2027
56928 | LSP University Park LLC | 55640 | University Park North | IL | Will | 5 | Natural Gas Fired Combustion Turbine | GT |  | S | X | X | 970 UP N13.5 KV UN-5 | 970 UP N13.5 KV UN-5 | 60.5 | 0.85 | 45 | 45 | 24 | N |  |  | OP | X | 6 | 2002 |  |  | N | IPP Non-CHP | 2 | X | NG | [9 empty] | N | N |  | 1H | [23 empty] | N | N | N | 55640 | 10224088 | 60.5 | 841111 | 12155.4563 | 19.5492 |  |  | 2022 | 1 | 60.5 |  |  | 2032 | 60.5 | 60.5 |  |  | 1196218.296 |  | 117 | 1422.1884 | 2027
56928 | LSP University Park LLC | 55640 | University Park North | IL | Will | 6 | Natural Gas Fired Combustion Turbine | GT |  | S | X | X | 970 UP N13.5 KV UN-6 | 970 UP N13.5 KV UN-6 | 60.5 | 0.85 | 45 | 45 | 24 | N |  |  | OP | X | 6 | 2002 |  |  | N | IPP Non-CHP | 2 | X | NG | [9 empty] | N | N |  | 1H | [23 empty] | N | N | N | 55640 | 10224088 | 60.5 | 841111 | 12155.4563 | 19.5492 |  |  | 2022 | 1 | 60.5 |  |  | 2032 | 60.5 | 60.5 |  |  | 1196218.296 |  | 117 | 1422.1884 | 2027
56928 | LSP University Park LLC | 55640 | University Park North | IL | Will | 7 | Natural Gas Fired Combustion Turbine | GT |  | S | X | X | 970 UP N13.5 KV UN-7 | 970 UP N13.5 KV UN-7 | 60.5 | 0.85 | 45 | 45 | 24 | N |  |  | OP | X | 6 | 2002 |  |  | N | IPP Non-CHP | 2 | X | NG | [10 empty] | N |  | 1H | [23 empty] | N | N | N | 55640 | 10224088 | 60.5 | 841111 | 12155.4563 | 19.5492 |  |  | 2022 | 1 | 60.5 |  |  | 2032 | 60.5 | 60.5 |  |  | 1196218.296 |  | 117 | 1422.1884 | 2027
56928 | LSP University Park LLC | 55640 | University Park North | IL | Will | 8 | Natural Gas Fired Combustion Turbine | GT |  | S | X | X | 970 UP N13.5 KV UN-8 | 970 UP N13.5 KV UN-8 | 60.5 | 0.85 | 45 | 45 | 24 | N |  |  | OP | X | 6 | 2002 |  |  | N | IPP Non-CHP | 2 | X | NG | [10 empty] | N |  | 1H | [23 empty] | N | N | N | 55640 | 10224088 | 60.5 | 841111 | 12155.4563 | 19.5492 |  |  | 2022 | 1 | 60.5 |  |  | 2032 | 60.5 | 60.5 |  |  | 1196218.296 |  | 117 | 1422.1884 | 2027
56928 | LSP University Park LLC | 55640 | University Park North | IL | Will | 9 | Natural Gas Fired Combustion Turbine | GT |  | S | X | X | 970 UP N13.5 KV UN-9 | 970 UP N13.5 KV UN-9 | 60.5 | 0.85 | 45 | 45 | 24 | N |  |  | OP | X | 6 | 2002 |  |  | N | IPP Non-CHP | 2 | X | NG | [10 empty] | N |  | 1H | [23 empty] | N | N | N | 55640 | 10224088 | 60.5 | 841111 | 12155.4563 | 19.5492 |  |  | 2022 | 1 | 60.5 |  |  | 2032 | 60.5 | 60.5 |  |  | 1196218.296 |  | 117 | 1422.1884 | 2027
61320 | Chambersburg Energy, LLC | 55654 | Chambersburg | PA | Franklin | UN12 | Natural Gas Fired Combustion Turbine | GT |  | S | X | X |  |  | 43.8 | 0.9 | 49.7 | 49.2 | 4 | N |  |  | OP | X | 11 | 2001 |  |  | N | IPP Non-CHP | 2 | X | NG | DFO | [8 empty] | N | N |  | 1H | [23 empty] | N | N | N | 55654 | 1906109 | 43.8 | 186798 | 10204.1189 | 28.7425 |  |  | 2030 | 8 | 43.8 | 186798 | 223014.753 | 2031 | 43.8 |  |  |  | 223014.753 | Y | 117 | 1193.8819 | 2035
61320 | Chambersburg Energy, LLC | 55654 | Chambersburg | PA | Franklin | UN13 | Natural Gas Fired Combustion Turbine | GT |  | S | X | X |  |  | 43.8 | 0.9 | 48.5 | 49.3 | 4 | N |  |  | OP | X | 11 | 2001 |  |  | N | IPP Non-CHP | 2 | X | NG | DFO | [8 empty] | N | N |  | 1H | [23 empty] | N | N | N | 55654 | 1906109 | 43.8 | 186798 | 10204.1189 | 28.7425 |  |  | 2030 | 8 | 43.8 |  |  | 2031 | 43.8 |  |  |  | 223014.753 |  | 117 | 1193.8819 | 2035
61318 | Buchanan Generation, LLC | 55738 | Buchanan Generation LLC | VA | Buchanan | 1 | Natural Gas Fired Combustion Turbine | GT |  | J | X | X |  |  | 44 | 0.9 | 43 | 45.7 | 4 | N |  |  | OP | X | 6 | 2002 |  |  | N | IPP Non-CHP | 2 | X | NG | [9 empty] | N | N |  | 1H | [23 empty] | N | N | N | 55738 | 4065451 | 44 | 396502 | 10253.2925 | 28.7425 |  |  | 2031 | 3 | 44 | 396502 | 475657.767 | 2032 | 44 |  |  |  | 475657.767 | Y | 117 | 1199.6352 | 2035
61318 | Buchanan Generation, LLC | 55738 | Buchanan Generation LLC | VA | Buchanan | 2 | Natural Gas Fired Combustion Turbine | GT |  | J | X | X |  |  | 44 | 0.9 | 41 | 44.3 | 4 | N |  |  | OP | X | 6 | 2002 |  |  | N | IPP Non-CHP | 2 | X | NG | [9 empty] | N | N |  | 1H | [23 empty] | N | N | N | 55738 | 4065451 | 44 | 396502 | 10253.2925 | 28.7425 |  |  | 2031 | 3 | 44 |  |  | 2032 | 44 |  |  |  | 475657.767 |  | 117 | 1199.6352 | 2035
20183 | Waste Management Inc | 55765 | Green Knight Energy Center | PA | Northampton | TG1 | Landfill Gas | GT |  | W | X | X |  |  | 3.3 | 0.98 | 2.4 | 2.9 | 0.6 | N |  |  | OP | X | 2 | 2001 |  |  | N | IPP Non-CHP | 2 | X | LFG | [9 empty] | N | N | 0 | 1H | [23 empty] | N | N | N | 55765 | 696407 | 3.3 | 35344 | 19703.6838 | 25.7686 |  |  | 2026 | 11 | 3.3 | 35344 | 81479.619 | 2031 | 3.3 | 3.3 | 35344 | 81479.619 | 81479.619 | Y | 117 | 2305.331 | 2024
20183 | Waste Management Inc | 55765 | Green Knight Energy Center | PA | Northampton | TG2 | Landfill Gas | GT |  | W | X | X |  |  | 3.3 | 0.98 | 2.4 | 2.9 | 0.6 | N |  |  | OP | X | 2 | 2001 |  |  | N | IPP Non-CHP | 2 | X | LFG | [9 empty] | N | N | 0 | 1H | [23 empty] | N | N | N | 55765 | 696407 | 3.3 | 35344 | 19703.6838 | 25.7686 |  |  | 2026 | 11 | 3.3 |  |  | 2031 | 3.3 | 3.3 |  |  | 81479.619 |  | 117 | 2305.331 | 2024
20183 | Waste Management Inc | 55765 | Green Knight Energy Center | PA | Northampton | TG3 | Landfill Gas | GT |  | W | X | X |  |  | 3.3 | 0.98 | 2.4 | 2.9 | 0.6 | N |  |  | OP | X | 2 | 2001 |  |  | N | IPP Non-CHP | 2 | X | LFG | [9 empty] | N | N | 0 | 1H | [23 empty] | N | N | N | 55765 | 696407 | 3.3 | 35344 | 19703.6838 | 25.7686 |  |  | 2026 | 11 | 3.3 |  |  | 2031 | 3.3 | 3.3 |  |  | 81479.619 |  | 117 | 2305.331 | 2024
60504 | Rockford Generation LLC | 55936 | NRG Rockford II Energy Center | IL | Winnebago | GT3 | Natural Gas Fired Combustion Turbine | GT |  | S | X | X |  |  | 168 | 0.85 | 179.1 | 188 | 115 | N |  |  | OP | X | 6 | 2002 |  |  | N | IPP Non-CHP | 2 | X | NG | [9 empty] | N | N |  | 1H | [23 empty] | N | N | N | 55936 | 1754874 | 168 | 167822 | 10456.7578 | 38.5865 |  |  | 2041 | 1 |  |  |  | 2032 | 168 |  |  |  | 205320.258 | Y | 117 | 1223.4407 | 2035
60789 | Essential Power Operating Company, LLC | 55938 | NAEA Ocean Peaking Power LLC | NJ | Ocean | OPP3 | Natural Gas Fired Combustion Turbine | GT |  | W | X | X |  |  | 191.5 | 0.85 | 162.8 | 187.7 | 120 | N |  |  | OP | X | 5 | 2003 |  |  | N | IPP Non-CHP | 2 | X | NG | [9 empty] | N | N |  | 1H | [23 empty] | N |  |  | 55938 | 2179205 | 191.5 | 207902 | 10481.8857 | 38.5865 |  |  | 2041 | 12 |  |  |  | 2033 | 191.5 |  |  |  | 254966.985 | Y | 117 | 1226.3806 | 2035
60789 | Essential Power Operating Company, LLC | 55938 | NAEA Ocean Peaking Power LLC | NJ | Ocean | OPP4 | Natural Gas Fired Combustion Turbine | GT |  | W | X | X |  |  | 191.5 | 0.85 | 162.8 | 187.7 | 120 | N |  |  | OP | X | 5 | 2003 |  |  | N | IPP Non-CHP | 2 | X | NG | [9 empty] | N | N |  | 1H | [23 empty] | N |  |  | 55938 | 2179205 | 191.5 | 207902 | 10481.8857 | 38.5865 |  |  | 2041 | 12 |  |  |  | 2033 | 191.5 |  |  |  | 254966.985 |  | 117 | 1226.3806 | 2035
8198 | City of Harrisonburg - (VA) | 56004 | Mount Clinton | VA | Rockingham | MC-1 | Petroleum Liquids | GT |  | S | X | X |  |  | 14 | 0.8 | 9 | 12 | 0.5 | N |  |  | OP | X | 5 | 1999 |  |  | N | Electric Utility | 1 | X | DFO | [9 empty] | N | N |  | 1H | [23 empty] | N | N | N | 56004 | 15428 | 14 | 963.34 | 16015.1141 | 54.0633 |  |  | 2053 | 6 |  |  |  | 2029 | 14 |  |  |  | 2521.7066 | Y | 163.45 | 2617.6704 | 2024
8198 | City of Harrisonburg - (VA) | 56005 | Pleasant Valley (VA) | VA | Rockingham | PV-1 | Petroleum Liquids | GT |  | S | X | X |  |  | 16.5 | 0.8 | 9 | 13 | 0.5 | N |  |  | OP | X | 4 | 1997 |  |  | N | Electric Utility | 1 | X | DFO | [9 empty] | N | N |  | 1H | [23 empty] | N | N | N | 56005 | 13872 | 16.5 | 866.32 | 16012.5589 | 45.4722 |  |  | 2042 | 10 |  |  |  | 2027 | 16.5 |  |  |  | 2267.3784 | Y | 163.45 | 2617.2527 | 2024
61319 | Hunlock Energy, LLC | 56397 | Hunlock Unit 4 | PA | Luzerne | 4 | Natural Gas Fired Combustion Turbine | GT |  | S | X | X |  |  | 44 | 0.9 | 44.8 | 50.5 | 4 | N |  |  | OP | X | 12 | 2000 |  |  | N | IPP Non-CHP | 2 | X | NG | [9 empty] | N | N |  | 1H | [23 empty] | N |  |  | 56397 | 349250 | 44 | 34870.999 | 10015.4859 | 28.585 |  |  | 2029 | 7 | 44 | 34870.999 | 40862.25 | 2030 | 44 | 44 | 34870.999 | 40862.25 | 40862.25 | Y | 117 | 1171.8119 | 2035
19391 | UGI Development Co | 56911 | Broad Mountain | PA | Schuylkill | GEN1 | Landfill Gas | GT |  | S | X | X |  |  | 5.5 | 0.85 | 4.1 | 4.9 | 1 | N |  |  | OP | X | 1 | 2009 |  |  | N | IPP Non-CHP | 2 | X | LFG | [9 empty] | N | N |  | 1H | [23 empty] | N | N | N | 56911 | 894628 | 5.5 | 47152 | 18973.2779 | 32.4104 |  |  | 2041 | 6 |  |  |  | 2039 | 5.5 |  |  |  | 104671.476 | Y | 117 | 2219.8735 | 2024
19391 | UGI Development Co | 56911 | Broad Mountain | PA | Schuylkill | GEN2 | Landfill Gas | GT |  | S | X | X |  |  | 5.5 | 0.85 | 4.1 | 4.9 | 1 | N |  |  | OP | X | 1 | 2009 |  |  | N | IPP Non-CHP | 2 | X | LFG | [9 empty] | N | N |  | 1H | [23 empty] | N | N | N | 56911 | 894628 | 5.5 | 47152 | 18973.2779 | 32.4104 |  |  | 2041 | 6 |  |  |  | 2039 | 5.5 |  |  |  | 104671.476 |  | 117 | 2219.8735 | 2024
58089 | Adkins Energy LLC | 58136 | Adkins Energy LLC | IL | Stephenson | S5MW | Natural Gas Fired Combustion Turbine | GT |  | S | X | X |  |  | 5 | 0.8 | 4 | 5 | 3 | N |  |  | OP | X | 8 | 2002 |  |  | Y | Industrial CHP | 7 | T | NG | [5 empty] | NG |  |  |  | N | N |  | 1H | [23 empty] | N | N | N | 58136 | 133287 | 5 | 30861 | 4318.9462 | 21.1928 |  |  | 2023 | 10 | 5 | 30861 | 15594.579 | 2032 | 5 | 5 | 30861 | 15594.579 | 15594.579 | Y | 117 | 505.3167
58151 | Loyola University Health System | 58181 | Loyola University Health Plant | IL | Cook | UNIT1 | Natural Gas Fired Combustion Turbine | GT |  | S | X | X |  |  | 5.3 | 0.9 | 3.9 | 5.6 | 0 | N |  |  | OP | X | 9 | 2005 |  |  | Y | Commercial CHP | 5 | T | NG | [9 empty] | N | N |  | 1H | [23 empty] | N | N | N | 58181 | 30253 | 5.3 | 2660 | 11373.3083 | 22.7771 |  |  | 2028 | 6 | 5.3 | 2660 | 3539.601 | 2035 | 5.3 | 5.3 | 2660 | 3539.601 | 3539.601 | Y | 117 | 1330.6771 | 2027
58151 | Loyola University Health System | 58181 | Loyola University Health Plant | IL | Cook | UNIT2 | Natural Gas Fired Combustion Turbine | GT |  | S | X | X |  |  | 5.3 | 0.9 | 3.9 | 5.6 | 0 | N |  |  | OP | X | 9 | 2005 |  |  | Y | Commercial CHP | 5 | T | NG | [9 empty] | N | N |  | 1H | [23 empty] | N | N | N | 58181 | 30253 | 5.3 | 2660 | 11373.3083 | 22.7771 |  |  | 2028 | 6 | 5.3 |  |  | 2035 | 5.3 | 5.3 |  |  | 3539.601 |  | 117 | 1330.6771 | 2027
19856 | City of Vineland - (NJ) | 58235 | Clayville | NJ | Cumberland | 1 | Natural Gas Fired Combustion Turbine | GT |  | S | X | X | LINCOLN3 |  | 73 | 0.85 | 55 | 61 | 52 | N |  |  | OP | X | 11 | 2015 |  |  | N | Electric Utility | 1 | X | NG | [9 empty] | N | N |  | 10M |  | N |  |  | N | [18 empty] | N | N | N | 58235 | 563677 | 73 | 54110 | 10417.2427 | 24.2229 |  |  | 2040 | 2 |  |  |  | 2045 |  |  |  |  | 65950.209 | Y | 117 | 1218.8174 | 2035
58303 | Energy Systems Group LLC | 58328 | North Chicago Energy Center | IL | Lake | GT1 | Natural Gas Fired Combustion Turbine | GT |  | W | X | X |  |  | 5.2 | 0.8 | 5.2 | 5 | 2.5 | N |  |  | OP | X | 10 | 2003 |  |  | Y | Commercial CHP | 5 | T | NG | [9 empty] | N | N |  | 1H | [23 empty] | N | N | N | 58328 | 205103 | 5.2 | 36284 | 5652.7119 | 27.6474 |  |  | 2031 | 6 | 5.2 | 36284 | 23997.051 | 2033 | 5.2 |  |  |  | 23997.051 | Y | 117 | 661.3673
58303 | Energy Systems Group LLC | 58328 | North Chicago Energy Center | IL | Lake | GT2 | Natural Gas Fired Combustion Turbine | GT |  | W | X | X |  |  | 7.2 | 0.8 | 7.1 | 6.5 | 3.5 | N |  |  | OP | X | 8 | 2005 |  |  | Y | Commercial CHP | 5 | T | NG | [9 empty] | N | N |  | 1H | [23 empty] | N | N | N | 58328 | 205103 | 7.2 | 36284 | 5652.7119 | 29.984 |  |  | 2035 | 8 | 7.2 |  |  | 2035 | 7.2 |  |  |  | 23997.051 |  | 117 | 661.3673
2265 | Bristol-Myers Squibb Co | 58947 | Bristol Myers Squibb Lawrenceville | NJ | Mercer | TG101 | Natural Gas Fired Combustion Turbine | GT |  | S | X | X |  |  | 4.3 | 0.8 | 4 | 4.4 | 2.4 | N |  |  | OP | X | 4 | 1995 |  |  | N | IPP CHP | 3 | X | NG | DFO | [8 empty] | N | N |  | 1H | [23 empty] | Y | N | Y | 58947 | 371225 | 4.3 | 30990 | 11978.8641 | 19.7239 |  |  | 2015 | 1 | 4.3 | 30990 | 43433.325 | 2025 | 4.3 | 4.3 | 13460.303 | 18864.9795 | 43433.325 | Y | 117 | 1401.5271 | 2027
2265 | Bristol-Myers Squibb Co | 58947 | Bristol Myers Squibb Lawrenceville | NJ | Mercer | TG102 | Natural Gas Fired Combustion Turbine | GT |  | S | X | X |  |  | 5.6 | 0.8 | 5.4 | 5.8 | 2.8 | N |  |  | OP | X | 6 | 2021 |  |  | Y | IPP CHP | 3 | T | NG | DFO | [8 empty] | N | N |  | 1H | [23 empty] | Y |  | Y | 58947 | 371225 | 5.6 | 30990 | 11978.8641 | 17.7321 |  |  | 2039 | 3 | 5.6 |  |  | 2051 |  |  |  |  | 43433.325 |  | 117 | 1401.5271 | 2027
60444 | Argonne National Laboratory | 60742 | Argonne National Laboratory CHP | IL | DuPage | CHP | Natural Gas Fired Combustion Turbine | GT |  | S | X | X | J310 | J310 | 6.3 | 0.9 | 4.7 | 7.1 | 0.5 | N |  |  | OP | X | 5 | 2016 |  |  | Y | IPP CHP | 3 | T | NG | [9 empty] | N | N |  | 12H | [23 empty] | N |  | N | 60742 | 369883 | 6.3 | 32051 | 11540.4512 | 24.0414 |  |  | 2040 | 5 |  |  |  | 2046 |  |  |  |  | 43276.311 | Y | 117 | 1350.2328 | 2027
60890 | US Dept of Army, Garrison, APG | 61282 | APG Combined Heat and Power Plant | MD | Harford | GEN1 | Natural Gas Fired Combustion Turbine | GT |  | S | X | X |  |  | 7.9 | 0.99 | 6.2 | 9 | 3.9 | N |  |  | OP | X | 12 | 2016 |  |  | Y | Commercial CHP | 5 | T | NG | DFO | [8 empty] | N |  |  | 12H | [23 empty] | Y | N | N | 61282 | 581 | 7.9 | 51 | 11392.1569 | 25.3063 |  |  | 2042 | 4 |  |  |  | 2046 |  |  |  |  | 67.977 | Y | 117 | 1332.8824 | 2027
61440 | Princeton Energy Center LLC | 61822 | Princeton Energy Center, LLC | NJ | Middlesex | GT1 | Natural Gas Fired Combustion Turbine | GT |  | S | X | X |  |  | 4.6 | 0.9 | 4.4 | 4.4 | 2 | N |  |  | OP | X | 10 | 2012 |  |  | Y | Commercial CHP | 5 | T | NG | [12 empty] | 1H | [23 empty] | N |  |  | 61822 | 301883 | 4.6 | 21415 | 14096.8013 | 21.7308 |  |  | 2034 | 7 | 4.6 | 21415 | 35320.311 | 2042 |  |  |  |  | 35320.311 | Y | 117 | 1649.3258 | 2027
63875 | DTE Atlantic, LLC | 62492 | DTE Atlantic, LLC | NJ | Atlantic | ACB-1 | Natural Gas Fired Combustion Turbine | GT |  | S | X | X |  |  | 7.5 | 1 | 7.1 | 7.8 | 5 | N |  |  | OP | X | 12 | 2010 |  |  | N | IPP Non-CHP | 2 | X | NG | [9 empty] | N | N |  | 10M | [20 empty] | N |  |  | N | N | N | 62492 | 868965 | 7.5 | 53804 | 16150.565 | 28.657 |  |  | 2039 | 8 | 7.5 | 53804 | 101668.905 | 2040 |  |  |  |  | 101668.905 | Y | 117 | 1889.6161 | 2024
62767 | Phoenix Contact Services, Inc | 62901 | Phoenix Contact - CCHP Plant | PA | Dauphin | CCHP | Natural Gas Fired Combustion Turbine | GT |  | S | X | X |  |  | 1 | 1 | 1 | 1 | 0.1 | N |  |  | OP | X | 3 | 2014 |  |  | Y | Industrial CHP | 7 | T | NG | [12 empty] | 10M | [20 empty] | N |  |  | N | N | N | 62901 | 75109 | 1 | 6406 | 11724.7893 | 19.0452 |  |  | 2033 | 4 | 1 | 6406 | 8787.753 | 2044 |  |  |  |  | 8787.753 | Y | 117 | 1371.8003 | 2027
63113 | Architect of the Capitol, Capitol Power Plant | 63347 | AOC, Capitol Power Plant | DC | District of Columbia | CTG1 | Natural Gas Fired Combustion Turbine | GT |  | S | X | X |  |  | 7.5 | 0.8 | 7.5 | 7.5 | 7 | N |  |  | OP | X | 8 | 2018 |  |  | Y | Commercial CHP | 5 | T | NG | DFO | [8 empty] | N | N | 0 | 1H | [20 empty] | N |  |  | Y | N | Y | 63347 | 634723 | 7.5 | 54691.84 | 11605.4424 | 24.0406 |  |  | 2042 | 8 |  |  |  | 2048 |  |  |  |  | 74262.591 | Y | 117 | 1357.8368 | 2027
65384 | Cartier Energy, LLC | 63483 | ACM - Midtown Thermal | NJ | Atlantic | T60-1 | Natural Gas Fired Combustion Turbine | GT |  | S | X | X |  |  | 5.5 | 0.9 | 5.2 | 6.1 | 3.5 | N |  |  | OP | X | 1 | 2012 |  |  | Y | Commercial CHP | 5 | T | NG | DFO | [8 empty] | N | N |  | 12H | [23 empty] | Y | N | Y | 63483 | 523367 | 5.5 | 46017 | 11373.3403 | 22.7771 |  |  | 2034 | 10 | 5.5 | 46017 | 61233.939 | 2042 |  |  |  |  | 61233.939 | Y | 117 | 1330.6808 | 2027
63220 | ECP Uptown Campus LLC | 63485 | ECP Uptown Campus | PA | Allegheny | 1 | Natural Gas Fired Combustion Turbine | GT |  | S | X | X |  |  | 5.6 | 0.95 | 4.3 | 5.6 | 1 | N |  |  | OP | X | 11 | 1997 |  |  | Y | IPP CHP | 3 | T | NG | [5 empty] | NG |  |  |  | N | N | 0 | 1H | [23 empty] | N | N | N | 63485 | 339415 | 5.6 | 29246.14 | 11605.4631 | 21.6381 |  |  | 2019 | 7 | 5.6 | 29246.14 | 39711.555 | 2027 | 5.6 | 5.6 | 29246.14 | 39711.555 | 39711.555 | Y | 117 | 1357.8392 | 2027
65384 | Cartier Energy, LLC | 63492 | DCO Burlington | NJ | Burlington | CTG-1 | Natural Gas Fired Combustion Turbine | GT |  | S | X | X |  |  | 3.5 | 1 | 2.7 | 3.8 | 2.4 | N |  |  | OP | X | 6 | 2012 |  |  | Y | Industrial CHP | 7 | T | NG | [9 empty] | N | N |  | 10M | [20 empty] | N |  |  | N | N | N | 63492 | 161845 | 3.5 | 15875 | 10194.9606 | 24.1983 |  |  | 2036 | 8 | 3.5 | 15875 | 18935.865 | 2042 |  |  |  |  | 18935.865 | Y | 117 | 1192.8104 | 2035
[82 empty] | retired MW by 2040 | 24917.9
[82 empty] | retired MW by 2030 | 13450
[82 empty] | retired GWh/yr by 2040 | 15481.5932
[82 empty] | reduced MM lbs CO2 by 2040 | 19764.4813
[82 empty] | updated retired GWh/yr by 2030 | 7926.8903
[82 empty] | reduced MM lbs CO2 by 2030 | 9410.5315
[82 empty] | load factor | 0.070925
[82 empty] | total MW currently active | 33840.7
[82 empty] | Grubert retired MW 2040 | 31361.8
[82 empty] | current GWh/yr | 23546
[82 empty] | Current MM lbs CO2/yr | 30076

## generation vintage
Operating Year | MW (Gas GT) | MW (Oil GT)
1965 | 105 | 43.7
1966 | 30
1967 |  | 182.6
1968 | 32.6 | 282.7
1969 | 114.6 | 162.8
1970 | 85.8 | 313.7
1971 | 171.1 | 408.4
1972 | 53.1 | 334.3
1973 | 83.8 | 577.2
1974 | 71.2 | 581.4
1975 | 0
1976 | 0
1977 | 0
1978 | 0
1979 | 0
1980 | 0
1981 | 0
1982 | 0
1983 | 0
1984 | 0
1985 | 53.6
1986 | 0
1987 | 22
1988 | 19
1989 | 562.7 | 16.3
1990 | 476.1 | 94
1991 | 651.8
1992 | 1385.9 | 14
1993 | 105.5
1994 | 0 | 0
1995 | 492
1996 | 289.2
1997 | 187 | 184.5
1998 | 87.2
1999 | 1616.7 | 14
2000 | 3731.2 | 172.5
2001 | 7510.7 | 230
2002 | 6392.4
2003 | 1878.8
2004 | 628.1 | 10.8
2005 | 214.9
2006 | 0
2007 | 0
2008 | 361.3
2009 | 325.6
2010 | 226.9
2011 | 10.3
2012 | 507 | 1.4
2013 | 64
2014 | 1
2015 | 230.5 | 14.1
2016 | 14.2
2018 | 409.5
2019 | 10.8
2021 | 11.7
2023 | 977.5

## fuel CO2 content
Fuel | lbs CO2/mmbtu
NG | 117
BIT | 206
SUB | 214
DFO | 163.45
WC | 206
RFO | 165.55
RC | 206
BLQ | 94
MSW | 110
BFG | 117
WDS | 117
LFG | 117
OG | 117
PC | 225.13

## 2021
| Utility ID | Utility Name | Plant Code | Plant Name | State | County | Generator ID | Technology | Prime Mover | Unit Code | Ownership | Duct Burners | Can Bypass Heat Recovery Steam Generator? | RTO/ISO LMP Node Designation | RTO/ISO Location Designation for Reporting Wholesale Sales Data to FERC | Nameplate Capacity (MW) | Nameplate Power Factor | Summer Capacity (MW) | Winter Capacity (MW) | Minimum Load (MW) | Uprate or Derate Completed During Year | Month Uprate or Derate Completed | Year Uprate or Derate Completed | Status | Synchronized to Transmission Grid | Operating Month | Operating Year | Planned Retirement Month | Planned Retirement Year | Associated with Combined Heat and Power System | Sector Name | Sector | Topping or Bottoming | Energy Source 1 | Energy Source 2 | Energy Source 3 | Energy Source 4 | Energy Source 5 | Energy Source 6 | Startup Source 1 | Startup Source 2 | Startup Source 3 | Startup Source 4 | Solid Fuel Gasification System? | Carbon Capture Technology? | Turbines or Hydrokinetic Buoys | Time from Cold Shutdown to Full Load | Fluidized Bed Technology? | Pulverized Coal Technology? | Stoker Technology? | Other Combustion Technology? | Subcritical Technology? | Supercritical Technology? | Ultrasupercritical Technology? | Planned Net Summer Capacity Uprate (MW) | Planned Net Winter Capacity Uprate (MW) | Planned Uprate Month | Planned Uprate Year | Planned Net Summer Capacity Derate (MW) | Planned Net Winter Capacity Derate (MW) | Planned Derate Month | Planned Derate Year | Planned New Prime Mover | Planned Energy Source 1 | Planned New Nameplate Capacity (MW) | Planned Repower Month | Planned Repower Year | Other Planned Modifications? | Other Modifications Month | Other Modifications Year | Multiple Fuels? | Cofire Fuels? | Switch Between Oil and Natural Gas? | Plant Id | Elec Fuel Consumption MMBtu | Net Generation (Megawatthours) | Heatrate | predicted_life | original op yr | original op mo | proj retire yr | proj retire mo | retire2023
0 | 5580 | East Kentucky Power Coop, Inc | 54 | J K Smith | KY | Clark | GT1 | Natural Gas Fired Combustion Turbine | GT |  | S | X | X | 1123180710 | 88122101 | 149 | 0.9 | 104 | 142 | 70 | N |  |  | OP | X | 3 | 1999 |  |  | N | Electric Utility | 1 | X | NG | DFO | [8 empty] | N | N |  | 1H | [23 empty] | Y | Y | Y | 54 | 7346840 | 584332 | 12573.0578 | 36.9401 |  |  | 2036 | 2 | 54
1 | 5580 | East Kentucky Power Coop, Inc | 54 | J K Smith | KY | Clark | GT10 | Natural Gas Fired Combustion Turbine | GT |  | S | X | X | 1123180711 | 8122110 | 98 | 0.85 | 74 | 103 | 33 | N |  |  | OP | X | 5 | 2010 |  |  | N | Electric Utility | 1 | X | NG | [9 empty] | N | N |  | 1H | [23 empty] | N | N | N | 54 | 7346840 | 584332 | 12573.0578 | 31.9949 |  |  | 2042 | 5 | 54
2 | 5580 | East Kentucky Power Coop, Inc | 54 | J K Smith | KY | Clark | GT2 | Natural Gas Fired Combustion Turbine | GT |  | S | X | X | 1123180712 | 88122102 | 149 | 0.9 | 104 | 142 | 70 | N |  |  | OP | X | 1 | 1999 |  |  | N | Electric Utility | 1 | X | NG | DFO | [8 empty] | N | N |  | 1H | [23 empty] | Y | Y | Y | 54 | 7346840 | 584332 | 12573.0578 | 36.9401 |  |  | 2035 | 12 | 54
3 | 5580 | East Kentucky Power Coop, Inc | 54 | J K Smith | KY | Clark | GT3 | Natural Gas Fired Combustion Turbine | GT |  | S | X | X | 1123180713 | 88122103 | 149 | 0.9 | 104 | 142 | 70 | N |  |  | OP | X | 4 | 1999 |  |  | N | Electric Utility | 1 | X | NG | DFO | [8 empty] | N | N |  | 1H | [23 empty] | Y | Y | Y | 54 | 7346840 | 584332 | 12573.0578 | 36.9401 |  |  | 2036 | 3 | 54
4 | 5580 | East Kentucky Power Coop, Inc | 54 | J K Smith | KY | Clark | GT4 | Natural Gas Fired Combustion Turbine | GT |  | S | X | X | 1123180714 | 88122104 | 108 | 0.9 | 73 | 93 | 54 | N |  |  | OP | X | 11 | 2001 |  |  | N | Electric Utility | 1 | X | NG | DFO | [8 empty] | N | N |  | 1H | [23 empty] | Y | Y | Y | 54 | 7346840 | 584332 | 12573.0578 | 28.8716 |  |  | 2030 | 9 | 54
5 | 5580 | East Kentucky Power Coop, Inc | 54 | J K Smith | KY | Clark | GT5 | Natural Gas Fired Combustion Turbine | GT |  | S | X | X | 1123180715 | 88122105 | 108 | 0.9 | 73 | 88 | 54 | N |  |  | OP | X | 11 | 2001 |  |  | N | Electric Utility | 1 | X | NG | DFO | [8 empty] | N | N |  | 1H | [23 empty] | Y | Y | Y | 54 | 7346840 | 584332 | 12573.0578 | 28.8716 |  |  | 2030 | 9 | 54
6 | 5580 | East Kentucky Power Coop, Inc | 54 | J K Smith | KY | Clark | GT6 | Natural Gas Fired Combustion Turbine | GT |  | S | X | X | 1123180716 | 88122106 | 98 | 0.9 | 73 | 88 | 54 | N |  |  | OP | X | 1 | 2005 |  |  | N | Electric Utility | 1 | X | NG | DFO | [8 empty] | N | N |  | 1H | [23 empty] | Y | Y | Y | 54 | 7346840 | 584332 | 12573.0578 | 31.9949 |  |  | 2037 | 1 | 54
7 | 5580 | East Kentucky Power Coop, Inc | 54 | J K Smith | KY | Clark | GT7 | Natural Gas Fired Combustion Turbine | GT |  | S | X | X | 1123180717 | 88122107 | 98 | 0.9 | 73 | 88 | 54 | N |  |  | OP | X | 1 | 2005 |  |  | N | Electric Utility | 1 | X | NG | DFO | [8 empty] | N | N |  | 1H | [23 empty] | Y | Y | Y | 54 | 7346840 | 584332 | 12573.0578 | 31.9949 |  |  | 2037 | 1 | 54
8 | 5580 | East Kentucky Power Coop, Inc | 54 | J K Smith | KY | Clark | GT9 | Natural Gas Fired Combustion Turbine | GT |  | S | X | X | 1123180718 | 88122109 | 98 | 0.85 | 75 | 103 | 33 | N |  |  | OP | X | 5 | 2010 |  |  | N | Electric Utility | 1 | X | NG | [9 empty] | N | N |  | 1H | [23 empty] | N | N | N | 54 | 7346840 | 584332 | 12573.0578 | 31.9949 |  |  | 2042 | 5 | 54
9 | 56609 | Calpine Mid-Atlantic Generation LLC | 591 | Christiana | DE | New Castle | CH11 | Petroleum Liquids | GT |  | S | X | X | 510440 | 510440 | 27.5 | 0.9 | 25 | 25 | 20 | N |  |  | SB | Y | 6 | 1973 |  |  | N | IPP Non-CHP | 2 | X | DFO | [9 empty] | N | N |  | 1H |  |  |  |  | N | [18 empty] | N |  | N | 591 | 4464 | 160 | 27900 | 37.3029 |  |  | 2010 | 10 | 591
10 | 56609 | Calpine Mid-Atlantic Generation LLC | 591 | Christiana | DE | New Castle | CH14 | Petroleum Liquids | GT |  | S | X | X | 510441 | 510441 | 27.5 | 0.9 | 25 | 25 | 20 | N |  |  | SB | Y | 6 | 1973 |  |  | N | IPP Non-CHP | 2 | X | DFO | [9 empty] | N | N |  | 1H |  |  |  |  | N | [18 empty] | N |  |  | 591 | 4464 | 160 | 27900 | 37.3029 |  |  | 2010 | 10 | 591
11 | 56609 | Calpine Mid-Atlantic Generation LLC | 592 | Delaware City 10 | DE | New Castle | DC10 | Petroleum Liquids | GT |  | S | X | X | 50524 | 50524 | 18.5 | 0.85 | 18 | 18 | 15 | N |  |  | SB | Y | 4 | 1968 |  |  | N | IPP Non-CHP | 2 | X | DFO | [9 empty] | N | N |  | 1H | N | [22 empty] | N |  |  | 592 | 1597 | 70 | 22814.2857 | 49.405 |  |  | 2017 | 9 | 592
12 | 56609 | Calpine Mid-Atlantic Generation LLC | 593 | Edge Moor | DE | New Castle | 10 | Petroleum Liquids | GT |  | S | X | X | 50887 | 50887 | 12.5 | 0.85 | 15 | 15 | 12.5 | N |  |  | SB | Y | 6 | 1963 |  |  | N | IPP Non-CHP | 2 | X | DFO | [9 empty] | N | N |  | 1H | [23 empty] | N |  | N | 593 | 3734 | 139 | 26863.3094 | 40.9024 |  |  | 2004 | 5 | 593
13 | 9332 | Indian River Operations Inc | 594 | Indian River Generating Station | DE | Sussex | 10 | Petroleum Liquids | GT |  | W | X | X |  |  | 18.6 | 0.85 | 16.1 | 16.1 | 14 | N |  |  | OP | X | 6 | 1967 |  |  | N | IPP Non-CHP | 2 | X | DFO | [9 empty] | N | N |  | 1H | [20 empty] | N |  |  | N | N | N | 594 | 11692 | 511 | 22880.6262 | 48.7733 |  |  | 2016 | 3 | 594
14 | 56609 | Calpine Mid-Atlantic Generation LLC | 597 | West Station (DE) | DE | New Castle | WEST | Petroleum Liquids | GT |  | S | X | X | 50871 | 50871 | 16.2 | 0.85 | 15 | 19 | 15 | N |  |  | SB | Y | 6 | 1964 |  |  | N | IPP Non-CHP | 2 | X | DFO | [9 empty] | N | N |  | 1H | [23 empty] | N |  |  | 597 | 2246 | 43 | 52232.5581 | 45.714 |  |  | 2010 | 3 | 597
15 | 60422 | H.A. Wagner LLC | 1554 | Herbert A Wagner | MD | Anne Arundel | GT1 | Petroleum Liquids | GT |  | S | X | X | 50688 | 50688 | 16 | 0.85 | 12.9 | 12.9 | 2 | N |  |  | OP | X | 8 | 1967 |  |  | N | IPP Non-CHP | 2 | X | DFO | [9 empty] | N | N |  | 1H | [23 empty] | N |  | N | 1554 | 824 | 41 | 20097.561 | 47.8281 |  |  | 2015 | 6 | 1554
16 | 4161 | Constellation Power Source Generation, LLC | 1556 | Perryman | MD | Harford | GT1 | Petroleum Liquids | GT |  | S | X | X | PERRYMAN13 KVCT 1 | PERRYMAN13 KVCT 1 | 53.1 | 0.85 | 52 | 52 | 5 | N |  |  | OP | X | 1 | 1972 |  |  | N | IPP Non-CHP | 2 | X | DFO | [9 empty] | N | N |  | 1H | [23 empty] | N |  |  | 1556 | 2758364 | 239935.998 | 11496.2491 | 28.1483 |  |  | 2000 | 3 | 1556
17 | 4161 | Constellation Power Source Generation, LLC | 1556 | Perryman | MD | Harford | GT3 | Petroleum Liquids | GT |  | S | X | X | PERRYMAN13 KVCT 3 | PERRYMAN13 KVCT 3 | 53.1 | 0.85 | 51 | 51 | 5 | N |  |  | OP | X | 4 | 1972 |  |  | N | IPP Non-CHP | 2 | X | DFO | [9 empty] | N | N |  | 1H | [23 empty] | N |  |  | 1556 | 2758364 | 239935.998 | 11496.2491 | 28.1483 |  |  | 2000 | 6 | 1556
18 | 4161 | Constellation Power Source Generation, LLC | 1556 | Perryman | MD | Harford | GT4 | Petroleum Liquids | GT |  | S | X | X | PERRYMAN13 KVCT 4 | PERRYMAN13 KVCT 4 | 53.1 | 0.85 | 52 | 52 | 5 | N |  |  | OP | X | 4 | 1972 |  |  | N | IPP Non-CHP | 2 | X | DFO | [9 empty] | N | N |  | 1H | [23 empty] | N |  |  | 1556 | 2758364 | 239935.998 | 11496.2491 | 28.1483 |  |  | 2000 | 6 | 1556
19 | 4161 | Constellation Power Source Generation, LLC | 1556 | Perryman | MD | Harford | GT5 | Natural Gas Fired Combustion Turbine | GT |  | S | X | X | PERRYMAN33 KVCT 51 | PERRYMAN33 KVCT 51 | 192 | 0.9 | 139 | 149 | 110 | N |  |  | OP | X | 6 | 1995 |  |  | N | IPP Non-CHP | 2 | X | NG | DFO | [8 empty] | N | N |  | 1H | [23 empty] | Y | N | Y | 1556 | 2758364 | 239935.998 | 11496.2491 | 39.8401 |  |  | 2035 | 4 | 1556
20 | 4161 | Constellation Power Source Generation, LLC | 1556 | Perryman | MD | Harford | GT6 | Natural Gas Fired Combustion Turbine | GT |  | S | X | X | PERRYMN613.8 KV PERYMAN6 | PERRYMN613.8 KV PERYMAN6 | 141 | 0.85 | 109.8 | 120 | 60 | N |  |  | OP | X | 6 | 2015 |  |  | N | IPP Non-CHP | 2 | X | NG | DFO | [9 empty] | N |  | 1H | [23 empty] | Y | N | Y | 1556 | 2758364 | 239935.998 | 11496.2491 | 39.8401 |  |  | 2055 | 4 | 1556
21 | 4161 | Constellation Power Source Generation, LLC | 1557 | Philadelphia | MD | Baltimore City | GT1 | Petroleum Liquids | GT |  | S | X | X | PHILADRD4 KVCT 1 | PHILADRD4 KVCT 1 | 20.7 | 0.85 | 15.3 | 16 | 3 | N |  |  | OP | X | 8 | 1970 |  |  | N | IPP Non-CHP | 2 | X | DFO | [9 empty] | N | N |  | 1H | [23 empty] | N |  |  | 1557 | 76264 | 4294 | 17760.5962 | 45.4068 |  |  | 2016 | 1 | 1557
22 | 4161 | Constellation Power Source Generation, LLC | 1557 | Philadelphia | MD | Baltimore City | GT2 | Petroleum Liquids | GT |  | S | X | X | PHILADRD4 KVCT 2 | PHILADRD4 KVCT 2 | 20.7 | 0.85 | 16 | 16 | 3 | N |  |  | OP | X | 8 | 1970 |  |  | N | IPP Non-CHP | 2 | X | DFO | [9 empty] | N | N |  | 1H | [23 empty] | N |  |  | 1557 | 76264 | 4294 | 17760.5962 | 45.4068 |  |  | 2016 | 1 | 1557
23 | 4161 | Constellation Power Source Generation, LLC | 1557 | Philadelphia | MD | Baltimore City | GT3 | Petroleum Liquids | GT |  | S | X | X | PHILADRD4 KVCT 3 | PHILADRD4 KVCT 3 | 20.7 | 0.85 | 14.8 | 16 | 3 | N |  |  | OP | X | 9 | 1970 |  |  | N | IPP Non-CHP | 2 | X | DFO | [9 empty] | N | N |  | 1H | [23 empty] | N |  |  | 1557 | 76264 | 4294 | 17760.5962 | 45.4068 |  |  | 2016 | 2 | 1557
24 | 4161 | Constellation Power Source Generation, LLC | 1557 | Philadelphia | MD | Baltimore City | GT4 | Petroleum Liquids | GT |  | S | X | X | PHILADRD4 KVCT 4 | PHILADRD4 KVCT 4 | 20.7 | 0.85 | 14.8 | 16 | 3 | N |  |  | OP | X | 9 | 1970 |  |  | N | IPP Non-CHP | 2 | X | DFO | [9 empty] | N | N |  | 1H | [23 empty] | N |  |  | 1557 | 76264 | 4294 | 17760.5962 | 45.4068 |  |  | 2016 | 2 | 1557
25 | 19830 | NRG Vienna Operations Inc | 1564 | Vienna Operations | MD | Dorchester | 10 | Petroleum Liquids | GT |  | W | X | X |  |  | 18.6 | 0.85 | 14.3 | 14.3 | 14 | N |  |  | OP | X | 1 | 1968 |  |  | N | IPP Non-CHP | 2 | X | DFO | [9 empty] | N | N |  | 1H | [23 empty] | N | N | N | 1564 | 18053 | 1135 | 15905.7269 | 47.5583 |  |  | 2015 | 8 | 1564
26 | 12653 | Lanyard Power Holdings, LLC | 1571 | Chalk Point Power | MD | Prince Georges | GT2 | Petroleum Liquids | GT |  | W | X | X | 50810 | CHALKPT 13 KV CT2 | 35 | 0.9 | 24 | 26 | 5 | N |  |  | OP | X | 6 | 1974 |  |  | N | IPP Non-CHP | 2 | X | DFO | [9 empty] | N |  |  | 1H | [23 empty] | N |  |  | 1571 | 188486 | 11982 | 15730.7628 | 35.8439 |  |  | 2010 | 4 | 1571
27 | 12653 | Lanyard Power Holdings, LLC | 1571 | Chalk Point Power | MD | Prince Georges | GT3 | Natural Gas Fired Combustion Turbine | GT |  | W | X | X | 50811 | CHALKPT 13 KV CT3 | 103 | 0.85 | 86 | 100 | 33 | N |  |  | OP | X | 6 | 1991 |  |  | N | IPP Non-CHP | 2 | X | NG | DFO | [8 empty] | N |  |  | 1H | [23 empty] | Y | N | Y | 1571 | 188486 | 11982 | 15730.7628 | 37.4312 |  |  | 2028 | 11 | 1571
28 | 12653 | Lanyard Power Holdings, LLC | 1571 | Chalk Point Power | MD | Prince Georges | GT4 | Natural Gas Fired Combustion Turbine | GT |  | W | X | X | 50812 | CHALKPT 13 KV CT4 | 103 | 0.85 | 86 | 100 | 33 | N |  |  | OP | X | 6 | 1991 |  |  | N | IPP Non-CHP | 2 | X | NG | DFO | [8 empty] | N |  |  | 1H | [23 empty] | Y | N | Y | 1571 | 188486 | 11982 | 15730.7628 | 37.4312 |  |  | 2028 | 11 | 1571
29 | 12653 | Lanyard Power Holdings, LLC | 1571 | Chalk Point Power | MD | Prince Georges | GT5 | Natural Gas Fired Combustion Turbine | GT |  | W | X | X | 50813 | CHALKPT 13 KV CT5 | 125 | 0.9 | 109 | 123 | 65 | N |  |  | OP | X | 6 | 1991 |  |  | N | IPP Non-CHP | 2 | X | NG | DFO | [8 empty] | N |  |  | 1H | [23 empty] | Y | N | Y | 1571 | 188486 | 11982 | 15730.7628 | 38.4312 |  |  | 2029 | 11 | 1571
30 | 12653 | Lanyard Power Holdings, LLC | 1571 | Chalk Point Power | MD | Prince Georges | GT6 | Natural Gas Fired Combustion Turbine | GT |  | W | X | X | 50814 | CHALKPT 13 KV CT6 | 125 | 0.9 | 109 | 126 | 65 | N |  |  | OP | X | 6 | 1991 |  |  | N | IPP Non-CHP | 2 | X | NG | DFO | [8 empty] | N |  |  | 1H | [23 empty] | Y | N | Y | 1571 | 188486 | 11982 | 15730.7628 | 38.4312 |  |  | 2029 | 11 | 1571
31 | 12653 | Lanyard Power Holdings, LLC | 1572 | Dickerson Power | MD | Montgomery | GT2 | Natural Gas Fired Combustion Turbine | GT |  | W | X | X | 50823 | DICKERSH 13 KV HCT2 | 163 | 0.9 | 147 | 167 | 40 | N |  |  | OP | X | 6 | 1992 |  |  | N | IPP Non-CHP | 2 | X | NG | DFO | [8 empty] | N | N |  | 1H | [23 empty] | Y | N | Y | 1572 | 2193011 | 180692.003 | 12136.7352 | 26.6653 |  |  | 2019 | 2 | 1572
32 | 12653 | Lanyard Power Holdings, LLC | 1572 | Dickerson Power | MD | Montgomery | GT3 | Natural Gas Fired Combustion Turbine | GT |  | W | X | X | 50824 | DICKERSHO4 KV STADC1 | 163 | 0.9 | 147 | 167 | 40 | N |  |  | OP | X | 6 | 1992 |  |  | N | IPP Non-CHP | 2 | X | NG | DFO | [8 empty] | N | N |  | 1H | [23 empty] | Y | N | Y | 1572 | 2193011 | 180692.003 | 12136.7352 | 26.6653 |  |  | 2019 | 2 | 1572
33 | 12653 | Lanyard Power Holdings, LLC | 1573 | Morgantown Generating Plant | MD | Charles | 3 | Petroleum Liquids | GT |  | S | X | X | 50828 | MORGANTO 13KV CT3 | 65 | 0.9 | 54 | 59 | 20 | N |  |  | OP | X | 6 | 1973 |  |  | N | IPP Non-CHP | 2 | X | DFO | [9 empty] | N | N |  | 1H | [23 empty] | N |  |  | 1573 | 25888 | 321 | 80647.9751 | 43.2756 |  |  | 2016 | 9 | 1573
34 | 12653 | Lanyard Power Holdings, LLC | 1573 | Morgantown Generating Plant | MD | Charles | 4 | Petroleum Liquids | GT |  | S | X | X | 50829 | MORGANTO 13KV CT4 | 65 | 0.9 | 54 | 59 | 20 | N |  |  | OP | X | 6 | 1973 |  |  | N | IPP Non-CHP | 2 | X | DFO | [9 empty] | N | N |  | 1H | [23 empty] | N |  |  | 1573 | 25888 | 321 | 80647.9751 | 43.2756 |  |  | 2016 | 9 | 1573
35 | 12653 | Lanyard Power Holdings, LLC | 1573 | Morgantown Generating Plant | MD | Charles | 5 | Petroleum Liquids | GT |  | S | X | X | 50830 | MORGANTO 13KV CT5 | 65 | 0.9 | 54 | 59 | 20 | N |  |  | OP | X | 5 | 1973 |  |  | N | IPP Non-CHP | 2 | X | DFO | [9 empty] | N | N |  | 1H | [23 empty] | N |  |  | 1573 | 25888 | 321 | 80647.9751 | 43.2756 |  |  | 2016 | 8 | 1573
36 | 12653 | Lanyard Power Holdings, LLC | 1573 | Morgantown Generating Plant | MD | Charles | 6 | Petroleum Liquids | GT |  | S | X | X | 50831 | MORGANTO 13KV CT6 | 65 | 0.9 | 54 | 59 | 20 | N |  |  | OP | X | 5 | 1973 |  |  | N | IPP Non-CHP | 2 | X | DFO | [9 empty] | N | N |  | 1H | [23 empty] | N |  |  | 1573 | 25888 | 321 | 80647.9751 | 43.2756 |  |  | 2016 | 8 | 1573
37 | 56606 | Calpine New Jersey Generation LLC | 2379 | Carlls Corner | NJ | Cumberland | CA1 | Natural Gas Fired Combustion Turbine | GT |  | S | X | X |  |  | 41.9 | 0.9 | 37.6 | 49.8 | 33.8 | N |  |  | OP | X | 4 | 1973 | 6 | 2024 | N | IPP Non-CHP | 2 | X | NG | KER | [8 empty] | N |  |  | 10M | [23 empty] | Y | N | Y | 2379 | 84406 | 5014 | 16834.0646 | 43.8281 |  |  | 2017 | 2 | 2379
38 | 56606 | Calpine New Jersey Generation LLC | 2379 | Carlls Corner | NJ | Cumberland | CA2 | Natural Gas Fired Combustion Turbine | GT |  | S | X | X |  |  | 41.9 | 0.9 | 39.2 | 49.8 | 35.3 | N |  |  | OP | X | 5 | 1973 | 6 | 2024 | N | IPP Non-CHP | 2 | X | NG | KER | [8 empty] | N |  |  | 10M | [23 empty] | Y | N | Y | 2379 | 84406 | 5014 | 16834.0646 | 43.8281 |  |  | 2017 | 3 | 2379
39 | 63033 | Gilbert Power, LLC | 2393 | Gilbert | NJ | Hunterdon | 9 | Natural Gas Fired Combustion Turbine | GT |  | S | X | X | 50704 | GILBERT 13 KV UNIT 9 | 161 | 0.9 | 152.7 | 167 | 150 | N |  |  | OP | X | 7 | 1996 |  |  | N | IPP Non-CHP | 2 | X | NG | DFO | [8 empty] | N | N |  | 1H | [23 empty] | Y | N | N | 2393 | 213057 | 13576 | 15693.6506 | 38.2879 |  |  | 2034 | 10 | 2393
40 | 65386 | Burlington Generating Station | 2399 | PSEG Burlington Generating Station | NJ | Burlington | 121 | Natural Gas Fired Combustion Turbine | GT |  | S | X | X | 93142 | BURLINGT13 KV | 60.5 | 0.85 | 42 | 42 | 42 | N |  |  | OP | X | 6 | 2000 |  |  | N | IPP Non-CHP | 2 | X | NG | KER | [8 empty] | N | N |  | 1H | [23 empty] | Y | Y | Y | 2399 | 185488 | 18094 | 10251.354 | 23.6796 |  |  | 2024 | 2 | 2399
41 | 65386 | Burlington Generating Station | 2399 | PSEG Burlington Generating Station | NJ | Burlington | 122 | Natural Gas Fired Combustion Turbine | GT |  | S | X | X | 93143 | BURLINGT13 KV | 60.5 | 0.85 | 42 | 42 | 42 | N |  |  | OP | X | 6 | 2000 |  |  | N | IPP Non-CHP | 2 | X | NG | KER | [8 empty] | N | N |  | 1H | [23 empty] | Y | Y | Y | 2399 | 185488 | 18094 | 10251.354 | 23.6796 |  |  | 2024 | 2 | 2399
42 | 65386 | Burlington Generating Station | 2399 | PSEG Burlington Generating Station | NJ | Burlington | 123 | Natural Gas Fired Combustion Turbine | GT |  | S | X | X | 93144 | BURLINGT13 KV | 60.5 | 0.85 | 42 | 42 | 42 | N |  |  | OP | X | 6 | 2000 |  |  | N | IPP Non-CHP | 2 | X | NG | KER | [8 empty] | N | N |  | 1H | [23 empty] | Y | Y | Y | 2399 | 185488 | 18094 | 10251.354 | 23.6796 |  |  | 2024 | 2 | 2399
43 | 65386 | Burlington Generating Station | 2399 | PSEG Burlington Generating Station | NJ | Burlington | 124 | Natural Gas Fired Combustion Turbine | GT |  | S | X | X | 93145 | BURLINGT13 KV | 60.5 | 0.85 | 42 | 42 | 42 | N |  |  | OP | X | 6 | 2000 |  |  | N | IPP Non-CHP | 2 | X | NG | KER | [8 empty] | N | N |  | 1H | [23 empty] | Y | Y | Y | 2399 | 185488 | 18094 | 10251.354 | 23.6796 |  |  | 2024 | 2 | 2399
44 | 65388 | Kearny Generating Station | 2404 | PSEG Kearny Generating Station | NJ | Hudson | 131 | Natural Gas Fired Combustion Turbine | GT |  | S | X | X | 123901463 | KEARNY 13 KV | 60.5 | 0.85 | 46.9 | 46.9 | 25 | N |  |  | OP | X | 6 | 2012 |  |  | N | IPP Non-CHP | 2 | X | NG | [9 empty] | N | N |  | 1H | [23 empty] | N | N | N | 2404 | 1575169 | 134546.996 | 11707.203 | 16.5397 |  |  | 2028 | 12 | 2404
45 | 65388 | Kearny Generating Station | 2404 | PSEG Kearny Generating Station | NJ | Hudson | 132 | Natural Gas Fired Combustion Turbine | GT |  | S | X | X | 123901465 | KEARNY 13 KV | 60.5 | 0.85 | 46.9 | 46.9 | 25 | N |  |  | OP | X | 6 | 2012 |  |  | N | IPP Non-CHP | 2 | X | NG | [9 empty] | N | N |  | 1H | [23 empty] | N | N | N | 2404 | 1575169 | 134546.996 | 11707.203 | 16.5397 |  |  | 2028 | 12 | 2404
46 | 65388 | Kearny Generating Station | 2404 | PSEG Kearny Generating Station | NJ | Hudson | 133 | Natural Gas Fired Combustion Turbine | GT |  | S | X | X | 123901467 | KEARNY 13 KV | 60.5 | 0.85 | 46.9 | 46.9 | 25 | N |  |  | OP | X | 6 | 2012 |  |  | N | IPP Non-CHP | 2 | X | NG | [9 empty] | N | N |  | 1H | [23 empty] | N | N | N | 2404 | 1575169 | 134546.996 | 11707.203 | 16.5397 |  |  | 2028 | 12 | 2404
47 | 65388 | Kearny Generating Station | 2404 | PSEG Kearny Generating Station | NJ | Hudson | 134 | Natural Gas Fired Combustion Turbine | GT |  | S | X | X | 1084390238 | KEARNY 13 KV | 60.5 | 0.85 | 46.9 | 46.9 | 25 | N |  |  | OP | X | 6 | 2012 |  |  | N | IPP Non-CHP | 2 | X | NG | [9 empty] | N | N |  | 1H |  | N | [21 empty] | N | N | N | 2404 | 1575169 | 134546.996 | 11707.203 | 16.5397 |  |  | 2028 | 12 | 2404
48 | 65388 | Kearny Generating Station | 2404 | PSEG Kearny Generating Station | NJ | Hudson | 141 | Natural Gas Fired Combustion Turbine | GT |  | S | X | X | 123901459 | KEARNY 13 KV | 60.5 | 0.85 | 46.9 | 46.9 | 25 | N |  |  | OP | X | 6 | 2012 |  |  | N | IPP Non-CHP | 2 | X | NG | [9 empty] | N | N |  | 1H | [23 empty] | N | N | N | 2404 | 1575169 | 134546.996 | 11707.203 | 16.5397 |  |  | 2028 | 12 | 2404
49 | 65388 | Kearny Generating Station | 2404 | PSEG Kearny Generating Station | NJ | Hudson | 142 | Natural Gas Fired Combustion Turbine | GT |  | S | X | X | 123901461 | KEARNY 13 KV | 60.5 | 0.85 | 46.9 | 46.9 | 25 | N |  |  | OP | X | 6 | 2012 |  |  | N | IPP Non-CHP | 2 | X | NG | [9 empty] | N | N |  | 1H | [23 empty] | N | N | N | 2404 | 1575169 | 134546.996 | 11707.203 | 16.5397 |  |  | 2028 | 12 | 2404
50 | 65388 | Kearny Generating Station | 2404 | PSEG Kearny Generating Station | NJ | Hudson | N121 | Natural Gas Fired Combustion Turbine | GT |  | S | X | X | 50436 | KEARNY 13 KV | 60.5 | 0.85 | 43.8 | 43.8 | 25 | N |  |  | OP | X | 8 | 2001 |  |  | N | IPP Non-CHP | 2 | X | NG | KER | [8 empty] | N | N |  | 1H | [23 empty] | Y | Y | Y | 2404 | 1575169 | 134546.996 | 11707.203 | 16.5397 |  |  | 2018 | 2 | 2404
51 | 65388 | Kearny Generating Station | 2404 | PSEG Kearny Generating Station | NJ | Hudson | N122 | Natural Gas Fired Combustion Turbine | GT |  | S | X | X | 50437 | KEARNY 13 KV | 60.5 | 0.85 | 43.7 | 43.7 | 25 | N |  |  | OP | X | 8 | 2001 |  |  | N | IPP Non-CHP | 2 | X | NG | KER | [8 empty] | N | N |  | 1H | [23 empty] | Y | Y | Y | 2404 | 1575169 | 134546.996 | 11707.203 | 16.5397 |  |  | 2018 | 2 | 2404
52 | 65388 | Kearny Generating Station | 2404 | PSEG Kearny Generating Station | NJ | Hudson | N123 | Natural Gas Fired Combustion Turbine | GT |  | S | X | X | 50438 | KEARNY 13 KV | 60.5 | 0.85 | 43.8 | 43.8 | 25 | N |  |  | OP | X | 8 | 2001 |  |  | N | IPP Non-CHP | 2 | X | NG | KER | [8 empty] | N | N |  | 1H | [23 empty] | Y | Y | Y | 2404 | 1575169 | 134546.996 | 11707.203 | 16.5397 |  |  | 2018 | 2 | 2404
53 | 65388 | Kearny Generating Station | 2404 | PSEG Kearny Generating Station | NJ | Hudson | N124 | Natural Gas Fired Combustion Turbine | GT |  | S | X | X | 50439 | KEARNY 13 KV | 60.5 | 0.85 | 43.7 | 43.7 | 25 | N |  |  | OP | X | 8 | 2001 |  |  | N | IPP Non-CHP | 2 | X | NG | KER | [8 empty] | N | N |  | 1H | [23 empty] | Y | Y | Y | 2404 | 1575169 | 134546.996 | 11707.203 | 16.5397 |  |  | 2018 | 2 | 2404
54 | 65389 | Linden Combined Cycle | 2406 | PSEG Linden Generating Station | NJ | Union | 5 | Natural Gas Fired Combustion Turbine | GT |  | W | X | X | 93140 | LINDEN 13 KV | 96.1 | 0.85 | 86 | 86 | 56.6 | N |  |  | OP | X | 6 | 2000 |  |  | N | IPP Non-CHP | 2 | X | NG | DFO | [8 empty] | N | N |  | 1H | [23 empty] | Y | Y | Y | 2406 | 365268 | 25574 | 14282.7872 | 36.0497 |  |  | 2036 | 7 | 2406
55 | 65389 | Linden Combined Cycle | 2406 | PSEG Linden Generating Station | NJ | Union | 6 | Natural Gas Fired Combustion Turbine | GT |  | W | X | X | 93141 | LINDEN 13 KV | 96.1 | 0.85 | 86 | 86 | 56.6 | N |  |  | OP | X | 6 | 2000 |  |  | N | IPP Non-CHP | 2 | X | NG | DFO | [8 empty] | N | N |  | 1H |  |  |  | N | [19 empty] | Y | Y | Y | 2406 | 365268 | 25574 | 14282.7872 | 36.0497 |  |  | 2036 | 7 | 2406
56 | 65389 | Linden Combined Cycle | 2406 | PSEG Linden Generating Station | NJ | Union | 7 | Natural Gas Fired Combustion Turbine | GT |  | W | X | X | 71856675 | LINDEN 13 KV | 96.1 | 0.85 | 84 | 84 | 55.3 | N |  |  | OP | X | 6 | 1995 |  |  | N | IPP Non-CHP | 2 | X | NG | DFO | [8 empty] | N | N |  | 1H |  |  |  | N | [19 empty] | Y | Y | Y | 2406 | 365268 | 25574 | 14282.7872 | 36.0497 |  |  | 2031 | 7 | 2406
57 | 65389 | Linden Combined Cycle | 2406 | PSEG Linden Generating Station | NJ | Union | 8 | Natural Gas Fired Combustion Turbine | GT |  | W | X | X | 718566677 | LINDEN 13 KV | 96.1 | 0.85 | 80.2 | 80.2 | 53.3 | N |  |  | OP | X | 6 | 1995 |  |  | N | IPP Non-CHP | 2 | X | NG | DFO | [8 empty] | N |  |  | 1H |  |  |  | N | [19 empty] | Y | Y | Y | 2406 | 365268 | 25574 | 14282.7872 | 36.0497 |  |  | 2031 | 7 | 2406
58 | 19856 | City of Vineland - (NJ) | 2434 | Howard Down | NJ | Cumberland | 11 | Natural Gas Fired Combustion Turbine | GT |  | S | X | X | VINELAND 13.8KV CTYVINEL |  | 68.2 | 0.85 | 55 | 60 | 55 | N |  |  | OP | X | 6 | 2012 |  |  | N | Electric Utility | 1 | X | NG | DFO | [8 empty] | N | N |  | 10M | [23 empty] | Y | N | Y | 2434 | 461420 | 43212 | 10678.0524 | 22.7113 |  |  | 2035 | 3 | 2434
59 | 59917 | Luminant Dick's Creek | 2831 | Dicks Creek | OH | Butler | 1 | Natural Gas Fired Combustion Turbine | GT |  | S | X | X |  |  | 100 | 0.9 | 92 | 110 | 5 | N |  |  | OP | X | 9 | 1965 |  |  | N | IPP Non-CHP | 2 | X | NG | [9 empty] | N | N |  | 1H | [20 empty] | N |  |  | N | N | N | 2831 | 172433 | 7198 | 23955.6821 | 35.413 |  |  | 2001 | 2 | 2831
60 | 59917 | Luminant Dick's Creek | 2831 | Dicks Creek | OH | Butler | 3 | Natural Gas Fired Combustion Turbine | GT |  | S | X | X |  |  | 16.5 | 0.85 | 14.2 | 19.5 | 3 | N |  |  | OP | X | 6 | 1969 |  |  | N | IPP Non-CHP | 2 | X | NG | [9 empty] | N | N |  | 1H | [20 empty] | N |  |  | N | N | N | 2831 | 172433 | 7198 | 23955.6821 | 45.7821 |  |  | 2015 | 3 | 2831
61 | 59917 | Luminant Dick's Creek | 2831 | Dicks Creek | OH | Butler | 4 | Natural Gas Fired Combustion Turbine | GT |  | S | X | X |  |  | 21.3 | 0.8 | 15 | 21.4 | 3 | N |  |  | OP | X | 10 | 1969 |  |  | N | IPP Non-CHP | 2 | X | NG | [9 empty] | N | N |  | 1H | [20 empty] | N |  |  | N | N | N | 2831 | 172433 | 7198 | 23955.6821 | 36.4771 |  |  | 2006 | 4 | 2831
62 | 59917 | Luminant Dick's Creek | 2831 | Dicks Creek | OH | Butler | 5 | Natural Gas Fired Combustion Turbine | GT |  | S | X | X |  |  | 21.3 | 0.8 | 15 | 21.4 | 3 | N |  |  | OP | X | 10 | 1969 |  |  | N | IPP Non-CHP | 2 | X | NG | [9 empty] | N | N |  | 1H | [20 empty] | N |  |  | N | N | N | 2831 | 172433 | 7198 | 23955.6821 | 36.4771 |  |  | 2006 | 4 | 2831
63 | 59919 | Luminant Miami Fort | 2832 | Miami Fort | OH | Hamilton | GT3 | Petroleum Liquids | GT |  | S | X | X |  |  | 16.5 | 0.85 | 14 | 20 | 3 | N |  |  | OP | X | 7 | 1971 |  |  | N | IPP Non-CHP | 2 | X | DFO | [9 empty] | N | N |  | 12H | [20 empty] | N |  |  | N | N | N | 2832 | 4690 | 157 | 29872.6115 | 45.8817 |  |  | 2017 | 6 | 2832
64 | 59919 | Luminant Miami Fort | 2832 | Miami Fort | OH | Hamilton | GT4 | Petroleum Liquids | GT |  | S | X | X |  |  | 16.5 | 0.85 | 14 | 20 | 3 | N |  |  | OP | X | 8 | 1971 |  |  | N | IPP Non-CHP | 2 | X | DFO | [9 empty] | N | N |  | 12H | [20 empty] | N |  |  | N | N | N | 2832 | 4690 | 157 | 29872.6115 | 45.8817 |  |  | 2017 | 7 | 2832
65 | 59919 | Luminant Miami Fort | 2832 | Miami Fort | OH | Hamilton | GT5 | Petroleum Liquids | GT |  | S | X | X |  |  | 16.5 | 0.85 | 14 | 20 | 3 | N |  |  | OP | X | 9 | 1971 |  |  | N | IPP Non-CHP | 2 | X | DFO | [9 empty] | N | N |  | 12H | [20 empty] | N |  |  | N | N | N | 2832 | 4690 | 157 | 29872.6115 | 45.8817 |  |  | 2017 | 8 | 2832
66 | 59919 | Luminant Miami Fort | 2832 | Miami Fort | OH | Hamilton | GT6 | Petroleum Liquids | GT |  | S | X | X |  |  | 16.5 | 0.85 | 14 | 20 | 3 | N |  |  | OP | X | 10 | 1971 |  |  | N | IPP Non-CHP | 2 | X | DFO | [9 empty] | N | N |  | 12H | [20 empty] | N |  |  | N | N | N | 2832 | 4690 | 157 | 29872.6115 | 45.8817 |  |  | 2017 | 9 | 2832
67 | 61919 | Kimura Power LLC | 2847 | Tait Electric Generating Station | OH | Montgomery | GT1 | Natural Gas Fired Combustion Turbine | GT |  | S | X | X | 40243895 | 40243895 | 103.5 | 0.85 | 91 | 111.9 | 41 | N |  |  | OP | X | 6 | 1995 |  |  | N | IPP Non-CHP | 2 | X | NG | DFO | [8 empty] | N | N |  | 1H | [23 empty] | Y | N | Y | 2847 | 12148867 | 1004510.029 | 12094.3213 | 12.1389 |  |  | 2007 | 8 | 2847
68 | 61919 | Kimura Power LLC | 2847 | Tait Electric Generating Station | OH | Montgomery | GT2 | Natural Gas Fired Combustion Turbine | GT |  | S | X | X | 40243897 | 40243897 | 106.1 | 0.85 | 91.1 | 114.9 | 41 | N |  |  | OP | X | 12 | 1996 |  |  | N | IPP Non-CHP | 2 | X | NG | DFO | [8 empty] | N | N |  | 1H | [23 empty] | Y | N | Y | 2847 | 12148867 | 1004510.029 | 12094.3213 | 12.1239 |  |  | 2009 | 1 | 2847
69 | 61919 | Kimura Power LLC | 2847 | Tait Electric Generating Station | OH | Montgomery | GT3 | Natural Gas Fired Combustion Turbine | GT |  | S | X | X | 40243889 | 40243889 | 84.2 | 0.85 | 81 | 98.9 | 41 | N |  |  | OP | X | 12 | 1998 |  |  | N | IPP Non-CHP | 2 | X | NG | DFO | [8 empty] | N | N |  | 1H | [23 empty] | Y | N | Y | 2847 | 12148867 | 1004510.029 | 12094.3213 | 15.649 |  |  | 2014 | 8 | 2847
70 | 61919 | Kimura Power LLC | 2847 | Tait Electric Generating Station | OH | Montgomery | GT4 | Natural Gas Fired Combustion Turbine | GT |  | S | X | X |  |  | 94 | 0.85 | 85 | 108.9 | 42 | N |  |  | OP | X | 5 | 2002 |  |  | N | IPP Non-CHP | 2 | X | NG | DFO | [8 empty] | N | N |  | 1H | [23 empty] | Y |  | N | 2847 | 12148867 | 1004510.029 | 12094.3213 | 15.4206 |  |  | 2017 | 10 | 2847
71 | 61919 | Kimura Power LLC | 2847 | Tait Electric Generating Station | OH | Montgomery | GT5 | Natural Gas Fired Combustion Turbine | GT |  | S | X | X |  |  | 94 | 0.85 | 88 | 108.1 | 42 | N |  |  | OP | X | 5 | 2002 |  |  | N | IPP Non-CHP | 2 | X | NG | DFO | [8 empty] | N | N |  | 1H | [23 empty] | Y |  | N | 2847 | 12148867 | 1004510.029 | 12094.3213 | 15.4206 |  |  | 2017 | 10 | 2847
72 | 61919 | Kimura Power LLC | 2847 | Tait Electric Generating Station | OH | Montgomery | GT6 | Natural Gas Fired Combustion Turbine | GT |  | S | X | X |  |  | 94 | 0.85 | 81 | 104 | 42 | N |  |  | OP | X | 4 | 2002 |  |  | N | IPP Non-CHP | 2 | X | NG | DFO | [8 empty] | N | N |  | 1H | [23 empty] | Y |  | N | 2847 | 12148867 | 1004510.029 | 12094.3213 | 15.4206 |  |  | 2017 | 9 | 2847
73 | 61919 | Kimura Power LLC | 2847 | Tait Electric Generating Station | OH | Montgomery | GT7 | Natural Gas Fired Combustion Turbine | GT |  | S | X | X |  |  | 94 | 0.85 | 80 | 104 | 42 | N |  |  | OP | X | 4 | 2002 |  |  | N | IPP Non-CHP | 2 | X | NG | DFO | [8 empty] | N | N |  | 1H | [23 empty] | Y |  | N | 2847 | 12148867 | 1004510.029 | 12094.3213 | 15.4206 |  |  | 2017 | 9 | 2847
74 | 61919 | Kimura Power LLC | 2848 | O H Hutchings | OH | Montgomery | 7 | Natural Gas Fired Combustion Turbine | GT |  | S | X | X | 40243943 | 40243943 | 32.6 | 0.85 | 25.2 | 29.9 | 25 | N |  |  | OP | X | 11 | 1968 |  |  | N | IPP Non-CHP | 2 | X | NG | DFO | [8 empty] | N | N |  | 1H | [23 empty] | Y | N | Y | 2848 | 23273 | 962 | 24192.3077 | 40.0767 |  |  | 2008 | 12 | 2848
75 | 61919 | Kimura Power LLC | 2854 | Yankee Street | OH | Montgomery | 1 | Natural Gas Fired Combustion Turbine | GT |  | S | X | X | 40243905 | 40243905 | 18.5 | 0.85 | 20 | 21.8 | 19.5 | N |  |  | OP | X | 7 | 1969 |  |  | N | IPP Non-CHP | 2 | X | NG | DFO | [8 empty] | N | N |  | 10M | [23 empty] | Y | N | Y | 2854 | 196913 | 13298 | 14807.7154 | 51.0769 |  |  | 2020 | 8 | 2854
76 | 61919 | Kimura Power LLC | 2854 | Yankee Street | OH | Montgomery | 2 | Natural Gas Fired Combustion Turbine | GT |  | S | X | X | 40243907 | 40243907 | 18.5 | 0.85 | 20.4 | 21.8 | 18.5 | N |  |  | OP | X | 7 | 1969 |  |  | N | IPP Non-CHP | 2 | X | NG | DFO | [8 empty] | N | N |  | 10M | [23 empty] | Y | N | Y | 2854 | 196913 | 13298 | 14807.7154 | 51.0769 |  |  | 2020 | 8 | 2854
77 | 61919 | Kimura Power LLC | 2854 | Yankee Street | OH | Montgomery | 3 | Natural Gas Fired Combustion Turbine | GT |  | S | X | X | 40243909 | 40243909 | 18.5 | 0.85 | 19.7 | 21.8 | 18.5 | N |  |  | OP | X | 7 | 1969 |  |  | N | IPP Non-CHP | 2 | X | NG | DFO | [8 empty] | N | N |  | 10M | [23 empty] | Y | N | Y | 2854 | 196913 | 13298 | 14807.7154 | 51.0769 |  |  | 2020 | 8 | 2854
78 | 61919 | Kimura Power LLC | 2854 | Yankee Street | OH | Montgomery | 4 | Natural Gas Fired Combustion Turbine | GT |  | S | X | X | 40243911 | 40243911 | 17.5 | 0.85 | 16.5 | 20.2 | 11 | N |  |  | OP | X | 11 | 1970 |  |  | N | IPP Non-CHP | 2 | X | NG | DFO | [8 empty] | N | N |  | 1H | [23 empty] | Y | N | Y | 2854 | 196913 | 13298 | 14807.7154 | 46.6471 |  |  | 2017 | 7 | 2854
79 | 61919 | Kimura Power LLC | 2854 | Yankee Street | OH | Montgomery | 5 | Natural Gas Fired Combustion Turbine | GT |  | S | X | X | 40243913 | 40243913 | 17.5 | 0.85 | 16.4 | 18.6 | 9 | N |  |  | OP | X | 11 | 1970 |  |  | N | IPP Non-CHP | 2 | X | NG | DFO | [8 empty] | N | N |  | 1H | [23 empty] | Y | N | Y | 2854 | 196913 | 13298 | 14807.7154 | 46.6471 |  |  | 2017 | 7 | 2854
80 | 61919 | Kimura Power LLC | 2854 | Yankee Street | OH | Montgomery | 6 | Natural Gas Fired Combustion Turbine | GT |  | S | X | X | 40243915 | 40243915 | 17.5 | 0.85 | 17.1 | 18.1 | 12 | N |  |  | OP | X | 11 | 1970 |  |  | N | IPP Non-CHP | 2 | X | NG | DFO | [8 empty] | N | N |  | 1H | [23 empty] | Y | N | Y | 2854 | 196913 | 13298 | 14807.7154 | 46.6471 |  |  | 2017 | 7 | 2854
81 | 61919 | Kimura Power LLC | 2854 | Yankee Street | OH | Montgomery | 7 | Natural Gas Fired Combustion Turbine | GT |  | S | X | X | 40243917 | 40243917 | 17.5 | 0.85 | 16.6 | 18.1 | 11 | N |  |  | OP | X | 11 | 1970 |  |  | N | IPP Non-CHP | 2 | X | NG | DFO | [8 empty] | N | N |  | 1H | [23 empty] | Y | N | Y | 2854 | 196913 | 13298 | 14807.7154 | 46.6471 |  |  | 2017 | 7 | 2854
82 | 63239 | Vermillion Power LLC | 2869 | West Lorain | OH | Lorain | 1A | Petroleum Liquids | GT |  | S | X | X | Beaver 13.2 KV WL-A | Beaver 13.2 KV WL-A | 65.3 | 0.85 | 49.6 | 52.1 | 20 | N |  |  | OP | X | 6 | 1973 |  |  | N | IPP Non-CHP | 2 | X | DFO | [9 empty] | N | N |  | 1H | [23 empty] | N |  | N | 2869 | 3784489 | 318246.004 | 11891.7094 | 12.7769 |  |  | 1986 | 3 | 2869
83 | 63239 | Vermillion Power LLC | 2869 | West Lorain | OH | Lorain | 1B | Petroleum Liquids | GT |  | S | X | X | Beaver 13.2 KV WL-B | Beaver 13.2 KV WL-B | 65.3 | 0.85 | 51.3 | 56.1 | 20 | N |  |  | OP | X | 6 | 1973 |  |  | N | IPP Non-CHP | 2 | X | DFO | [9 empty] | N | N |  | 1H | [23 empty] | N |  | N | 2869 | 3784489 | 318246.004 | 11891.7094 | 12.7769 |  |  | 1986 | 3 | 2869
84 | 63239 | Vermillion Power LLC | 2869 | West Lorain | OH | Lorain | 2 | Natural Gas Fired Combustion Turbine | GT |  | S | X | X | Beaver 13.2 KV WL20 | Beaver 13.2 KV WL20 | 85 | 0.85 | 79 | 85 | 50 | N |  |  | OP | X | 7 | 2001 |  |  | N | IPP Non-CHP | 2 | X | NG | DFO | [8 empty] | N | N |  | 1H | [23 empty] | Y | N | Y | 2869 | 3784489 | 318246.004 | 11891.7094 | 12.8511 |  |  | 2014 | 5 | 2869
85 | 63239 | Vermillion Power LLC | 2869 | West Lorain | OH | Lorain | 3 | Natural Gas Fired Combustion Turbine | GT |  | S | X | X | Beaver 13.2 KV WL30 | Beaver 13.2 KV WL30 | 85 | 0.85 | 80.4 | 85 | 50 | N |  |  | OP | X | 7 | 2001 |  |  | N | IPP Non-CHP | 2 | X | NG | DFO | [8 empty] | N | N |  | 1H | [23 empty] | Y | N | Y | 2869 | 3784489 | 318246.004 | 11891.7094 | 12.8511 |  |  | 2014 | 5 | 2869
86 | 63239 | Vermillion Power LLC | 2869 | West Lorain | OH | Lorain | 4 | Natural Gas Fired Combustion Turbine | GT |  | S | X | X | Beaver 13.2 KV WL40 | Beaver 13.2 KV WL40 | 85 | 0.85 | 79.1 | 85 | 50 | N |  |  | OP | X | 7 | 2001 |  |  | N | IPP Non-CHP | 2 | X | NG | DFO | [8 empty] | N | N |  | 1H | [23 empty] | Y | N | Y | 2869 | 3784489 | 318246.004 | 11891.7094 | 12.8511 |  |  | 2014 | 5 | 2869
87 | 63239 | Vermillion Power LLC | 2869 | West Lorain | OH | Lorain | 5 | Natural Gas Fired Combustion Turbine | GT |  | S | X | X | Beaver 13.2 KV WL50 | Beaver 13.2 KV WL50 | 85 | 0.85 | 81.5 | 85 | 50 | N |  |  | OP | X | 7 | 2001 |  |  | N | IPP Non-CHP | 2 | X | NG | DFO | [8 empty] | N | N |  | 1H | [23 empty] | Y | N | Y | 2869 | 3784489 | 318246.004 | 11891.7094 | 12.8511 |  |  | 2014 | 5 | 2869
88 | 63239 | Vermillion Power LLC | 2869 | West Lorain | OH | Lorain | 6 | Natural Gas Fired Combustion Turbine | GT |  | S | X | X | Beaver 13.2 KV WL60 | Beaver 13.2 KV WL60 | 85 | 0.85 | 79.6 | 85 | 50 | N |  |  | OP | X | 7 | 2001 |  |  | N | IPP Non-CHP | 2 | X | NG | DFO | [8 empty] | N | N |  | 1H | [23 empty] | Y | N | Y | 2869 | 3784489 | 318246.004 | 11891.7094 | 12.8511 |  |  | 2014 | 5 | 2869
89 | 57359 | Richland-Stryker Generation LLC | 2880 | Richland | OH | Defiance | 1 | Petroleum Liquids | GT |  | S | X | X |  |  | 15 | 0.85 | 11 | 14 | 3 | N |  |  | OP | X | 12 | 1965 |  |  | N | IPP Non-CHP | 2 | X | DFO | NG | [8 empty] | N | N |  | 12H | [23 empty] | N | N | N | 2880 | 4797891 | 364083.007 | 13178.0141 | 35.4033 |  |  | 2001 | 5 | 2880
90 | 57359 | Richland-Stryker Generation LLC | 2880 | Richland | OH | Defiance | 2 | Natural Gas Fired Combustion Turbine | GT |  | S | X | X |  |  | 15 | 0.85 | 11 | 14 | 3 | N |  |  | OP | X | 2 | 1966 |  |  | N | IPP Non-CHP | 2 | X | NG | DFO | [8 empty] | N | N |  | 12H | [23 empty] | N | N | N | 2880 | 4797891 | 364083.007 | 13178.0141 | 35.4033 |  |  | 2001 | 7 | 2880
91 | 57359 | Richland-Stryker Generation LLC | 2880 | Richland | OH | Defiance | 3 | Natural Gas Fired Combustion Turbine | GT |  | S | X | X |  |  | 15 | 0.85 | 11 | 14 | 3 | N |  |  | OP | X | 2 | 1966 |  |  | N | IPP Non-CHP | 2 | X | NG | DFO | [8 empty] | N | N |  | 12H | [23 empty] | N | N | N | 2880 | 4797891 | 364083.007 | 13178.0141 | 35.4033 |  |  | 2001 | 7 | 2880
92 | 57359 | Richland-Stryker Generation LLC | 2880 | Richland | OH | Defiance | 4 | Natural Gas Fired Combustion Turbine | GT |  | S | X | X |  |  | 135 | 0.85 | 112 | 130 | 40 | N |  |  | OP | X | 3 | 2001 |  |  | N | IPP Non-CHP | 2 | X | NG | [5 empty] | PG |  |  |  | N | N |  | 12H | [23 empty] | N | N | N | 2880 | 4797891 | 364083.007 | 13178.0141 | 37.4325 |  |  | 2038 | 8 | 2880
93 | 57359 | Richland-Stryker Generation LLC | 2880 | Richland | OH | Defiance | 5 | Natural Gas Fired Combustion Turbine | GT |  | S | X | X |  |  | 135 | 0.85 | 112 | 130 | 40 | N |  |  | OP | X | 3 | 2001 |  |  | N | IPP Non-CHP | 2 | X | NG | [5 empty] | PG |  |  |  | N | N |  | 12H | [23 empty] | N | N | N | 2880 | 4797891 | 364083.007 | 13178.0141 | 37.4325 |  |  | 2038 | 8 | 2880
94 | 57359 | Richland-Stryker Generation LLC | 2880 | Richland | OH | Defiance | 6 | Natural Gas Fired Combustion Turbine | GT |  | S | X | X |  |  | 135 | 0.85 | 112 | 130 | 40 | N |  |  | OP | X | 3 | 2001 |  |  | N | IPP Non-CHP | 2 | X | NG | [5 empty] | PG |  |  |  | N | N |  | 12H | [23 empty] | N | N | N | 2880 | 4797891 | 364083.007 | 13178.0141 | 37.4325 |  |  | 2038 | 8 | 2880
95 | 57359 | Richland-Stryker Generation LLC | 2881 | Stryker | OH | Williams | 1 | Petroleum Liquids | GT |  | S | X | X |  |  | 19 | 0.85 | 17 | 18 | 3 | N |  |  | OP | X | 2 | 1968 |  |  | N | IPP Non-CHP | 2 | X | DFO | [9 empty] | N | N |  | 12H | [23 empty] | N | N |  | 2881 | 827 | 41 | 20170.7317 | 46.0225 |  |  | 2014 | 2 | 2881
96 | 2439 | City of Bryan - (OH) | 2903 | Bryan (OH) | OH | Williams | 1 | Natural Gas Fired Combustion Turbine | GT |  | S | X | X | PJM AEP Dayton | PJM AEP Dayton | 15.8 | 0.85 | 12.5 | 19.5 | 3 | N |  |  | OP | X | 7 | 1970 |  |  | N | Electric Utility | 1 | X | NG | DFO |  |  |  |  | NG |  |  |  | N | N |  | 1H | [23 empty] | Y | N | Y | 2903 | 52299 | 3092 | 16914.295 | 47.1323 |  |  | 2017 | 9 | 2903
97 | 2439 | City of Bryan - (OH) | 2903 | Bryan (OH) | OH | Williams | 2 | Natural Gas Fired Combustion Turbine | GT |  | S | X | X | PJM AEP Dayton | PJM AEP Dayton | 16 | 0.85 | 12.5 | 19.5 | 3 | N |  |  | OP | X | 7 | 1988 |  |  | N | Electric Utility | 1 | X | NG | DFO |  |  |  |  | NG |  |  |  | N | N |  | 1H | [23 empty] | Y | N | Y | 2903 | 52299 | 3092 | 16914.295 | 47.1323 |  |  | 2035 | 9 | 2903
98 | 2439 | City of Bryan - (OH) | 2903 | Bryan (OH) | OH | Williams | 6 | Natural Gas Fired Combustion Turbine | GT |  | S | X | X | PJM AEP Dayton | PJM AEP Dayton | 5 | 0.8 | 4 | 6 | 1 | N |  |  | OP | X | 7 | 1963 |  |  | N | Electric Utility | 1 | X | NG | DFO |  |  |  |  | NG |  |  |  | N | N |  | 1H | [23 empty] | Y | N | Y | 2903 | 52299 | 3092 | 16914.295 | 30.1225 |  |  | 1993 | 8 | 2903
99 | 5336 | City of Dover - (OH) | 2914 | Dover | OH | Tuscarawas | 6 | Natural Gas Fired Combustion Turbine | GT |  | S | X | X |  |  | 19.5 | 0.85 | 15.3 | 15.3 | 8 | N |  |  | OP | X | 9 | 1992 |  |  | N | Electric Utility | 1 | X | NG | [9 empty] | N | N |  | 1H | [23 empty] | N | N | N | 2914 | 15550 | 927 | 16774.5415 | 44.2795 |  |  | 2036 | 12 | 2914
100 | 7977 | City of Hamilton - (OH) | 2917 | Hamilton (OH) | OH | Butler | GT2 | Natural Gas Fired Combustion Turbine | GT |  | S | X | X | 1107290425 |  | 16.3 | 0.85 | 12 | 16 | 5 | N |  |  | OP | X | 6 | 1971 |  |  | N | Electric Utility | 1 | X | NG | [9 empty] | N | N |  | 1H | [23 empty] | N | N | N | 2917 | 31181 | 982 | 31752.5458 | 44.7328 |  |  | 2016 | 3 | 2917
101 | 15095 | City of Piqua - (OH) | 2937 | Piqua Power Plant | OH | Miami | 11 | Petroleum Liquids | GT |  | S | X | X |  |  | 16.3 | 0.9 | 16.5 | 16.5 | 13 | N |  |  | OP | X | 12 | 1989 |  |  | N | Electric Utility | 1 | X | DFO | [9 empty] | N |  |  | 1H | [23 empty] | N | N | N | 2937 | 12957 | 442 | 29314.4796 | 46.0389 |  |  | 2035 | 12 | 2937
102 | 15095 | City of Piqua - (OH) | 2937 | Piqua Power Plant | OH | Miami | 8 | Petroleum Liquids | GT |  | S | X | X |  |  | 20 | 0.85 | 20 | 20 | 14 | N |  |  | OP | X | 1 | 1972 |  |  | N | Electric Utility | 1 | X | DFO | [9 empty] | N | N | 0 | 1H |  |  |  | N | [19 empty] | N |  |  | 2937 | 12957 | 442 | 29314.4796 | 35.5622 |  |  | 2007 | 8 | 2937
103 | 17891 | City of St Marys - (OH) | 2942 | St Marys | OH | Auglaize | 7 | Petroleum Liquids | GT |  | S | X | X |  |  | 14 | 0.8 | 12 | 12 | 1 | N |  |  | SB | N | 8 | 1992 |  |  | N | Electric Utility | 1 | X | DFO | [5 empty] | DFO |  |  |  | N | N |  | 1H | [23 empty] | N | N | N | 2942 | 128210 | 629 | 203831.4785 | 42.6681 |  |  | 2035 | 4 | 2942
104 | 17891 | City of St Marys - (OH) | 2942 | St Marys | OH | Auglaize | GT1 | Natural Gas Fired Combustion Turbine | GT |  | J | X | X |  |  | 11 | 0.85 | 10.4 | 10.4 | 1 | N |  |  | SB | Y | 12 | 1999 |  |  | N | Electric Utility | 1 | X | NG | [9 empty] | N | N |  | 1H | [23 empty] | N | N |  | 2942 | 128210 | 629 | 203831.4785 | 41.1839 |  |  | 2041 | 2 | 2942
105 | 63035 | Hamilton Power, LLC | 3109 | Hamilton (PA) | PA | Adams | 1 | Petroleum Liquids | GT |  | S | X | X | 50738 | HAMILTON 13 KV HAMLTN | 19.6 | 0.85 | 20.4 | 24 | 18 | N |  |  | OP | X | 6 | 1971 |  |  | N | IPP Non-CHP | 2 | X | DFO | [9 empty] | N | N |  | 1H | [23 empty] | N |  |  | 3109 | 5213 | 172 | 30308.1395 | 37.2808 |  |  | 2008 | 9 | 3109
106 | 63036 | Hunterstown Power, LLC | 3110 | Hunterstown | PA | Adams | 1 | Natural Gas Fired Combustion Turbine | GT |  | S | X | X | 50739 | HUNTERST 13 KV HUNTR1 | 20 | 0.85 | 21 | 20 | 18 | N |  |  | OP | X | 5 | 1971 |  |  | N | IPP Non-CHP | 2 | X | NG | DFO | [8 empty] | N | N |  | 1H | [23 empty] | Y | N | Y | 3110 | 454606 | 30950 | 14688.4006 | 35.007 |  |  | 2006 | 5 | 3110
107 | 63036 | Hunterstown Power, LLC | 3110 | Hunterstown | PA | Adams | 2 | Natural Gas Fired Combustion Turbine | GT |  | S | X | X | 50740 | HUNTERST 13 KV HUNTR2 | 20 | 0.85 | 21.5 | 20 | 17 | N |  |  | OP | X | 5 | 1971 |  |  | N | IPP Non-CHP | 2 | X | NG | DFO | [8 empty] | N | N |  | 1H | [23 empty] | Y | N | Y | 3110 | 454606 | 30950 | 14688.4006 | 35.007 |  |  | 2006 | 5 | 3110
108 | 63036 | Hunterstown Power, LLC | 3110 | Hunterstown | PA | Adams | 3 | Natural Gas Fired Combustion Turbine | GT |  | S | X | X | 50741 | HUNTERST 13 KV HUNTR3 | 20 | 0.85 | 21.5 | 20 | 18 | N |  |  | OP | X | 5 | 1971 |  |  | N | IPP Non-CHP | 2 | X | NG | DFO | [8 empty] | N | N |  | 1H | [23 empty] | Y | N | Y | 3110 | 454606 | 30950 | 14688.4006 | 35.007 |  |  | 2006 | 5 | 3110
109 | 63037 | Mountain Power, LLC | 3111 | Mountain | PA | Cumberland | 1 | Petroleum Liquids | GT |  | S | X | X | 50743 | MOUN ME 13 KV GEN #1 | 27 | 0.85 | 19.5 | 25 | 18 | N |  |  | OP | X | 6 | 1972 |  |  | N | IPP Non-CHP | 2 | X | DFO | NG | [8 empty] | N | N |  | 1H | [23 empty] | N | N | N | 3111 | 62430 | 3710 | 16827.4933 | 44.6113 |  |  | 2017 | 1 | 3111
110 | 63037 | Mountain Power, LLC | 3111 | Mountain | PA | Cumberland | 2 | Petroleum Liquids | GT |  | S | X | X | 50744 | MOUN ME 13 KV GEN #2 | 27 | 0.85 | 20.6 | 25 | 18 | N |  |  | OP | X | 6 | 1972 |  |  | N | IPP Non-CHP | 2 | X | DFO | NG | [8 empty] | N | N |  | 1H | [23 empty] | N | N | N | 3111 | 62430 | 3710 | 16827.4933 | 44.6113 |  |  | 2017 | 1 | 3111
111 | 63038 | Orrtanna Power, LLC | 3112 | Orrtanna | PA | Adams | 1 | Petroleum Liquids | GT |  | S | X | X | 50745 | ORRTANNA 13KV ORRTAN | 27 | 0.85 | 20.2 | 26 | 18 | N |  |  | OP | X | 5 | 1971 |  |  | N | IPP Non-CHP | 2 | X | DFO | [9 empty] | N | N |  | 1H | [23 empty] | N | N | N | 3112 | 4127 | 35 | 117914.2857 | 35.7292 |  |  | 2007 | 2 | 3112
112 | 63039 | Portland Power, LLC | 3113 | Portland (PA) | PA | Northampton | 3 | Petroleum Liquids | GT |  | S | X | X | 50750 | PORTLAND 13 KV CT 3 | 18 | 0.85 | 16 | 15 | 13 | N |  |  | OP | X | 12 | 1967 |  |  | N | IPP Non-CHP | 2 | X | DFO | NG | [8 empty] | N | N |  | 1H | [23 empty] | Y | N | Y | 3113 | 41273 | 2026 | 20371.6683 | 46.7472 |  |  | 2014 | 9 | 3113
113 | 63039 | Portland Power, LLC | 3113 | Portland (PA) | PA | Northampton | 4 | Petroleum Liquids | GT |  | S | X | X | 50751 | PORTLAND 13 KV CT 4 | 20 | 0.85 | 21 | 20 | 17 | N |  |  | OP | X | 5 | 1971 |  |  | N | IPP Non-CHP | 2 | X | DFO | NG | [8 empty] | N | N |  | 1H | [23 empty] | Y | N | Y | 3113 | 41273 | 2026 | 20371.6683 | 43.143 |  |  | 2014 | 7 | 3113
114 | 63039 | Portland Power, LLC | 3113 | Portland (PA) | PA | Northampton | 5 | Petroleum Liquids | GT |  | S | X | X | 50749 | PORTLAND 13 KV CT 5 | 156 | 0.85 | 140.5 | 155 | 90 | N |  |  | OP | X | 4 | 1997 |  |  | N | IPP Non-CHP | 2 | X | DFO | [9 empty] | N | N |  | 1H | [23 empty] | N | N | N | 3113 | 41273 | 2026 | 20371.6683 | 44.161 |  |  | 2041 | 6 | 3113
115 | 63040 | Shawnee Power, LLC | 3114 | Shawnee (PA) | PA | Monroe | 1 | Petroleum Liquids | GT |  | S | X | X | 50753 | SHAWNEE 13 KV SHAWNE | 20 | 0.85 | 20.6 | 24 | 17 | N |  |  | OP | X | 6 | 1972 |  |  | N | IPP Non-CHP | 2 | X | DFO | [9 empty] | N | N |  | 1H | [23 empty] | N | N |  | 3114 | 5005 | 133 | 37631.5789 | 29.7182 |  |  | 2002 | 3 | 3114
116 | 63042 | Tolna Power, LLC | 3116 | Tolna | PA | York | 1 | Petroleum Liquids | GT |  | S | X | X | 50760 | TOLNA 13 KV GEN1 | 27 | 0.85 | 21 | 25 | 18 | N |  |  | OP | X | 6 | 1972 |  |  | N | IPP Non-CHP | 2 | X | DFO | [9 empty] | N | N |  | 1H | [23 empty] | N | N | N | 3116 | 48455 | 2856 | 16966.0364 | 45.5137 |  |  | 2017 | 12 | 3116
117 | 63042 | Tolna Power, LLC | 3116 | Tolna | PA | York | 2 | Petroleum Liquids | GT |  | S | X | X | 50761 | TOLNA 13 KV GEN2 | 27 | 0.85 | 20.2 | 25 | 18 | N |  |  | OP | X | 6 | 1972 |  |  | N | IPP Non-CHP | 2 | X | DFO | [9 empty] | N | N |  | 1H | [23 empty] | N | N | N | 3116 | 48455 | 2856 | 16966.0364 | 45.5137 |  |  | 2017 | 12 | 3116
118 | 63043 | Blossburg Power, LLC | 3120 | Blossburg | PA | Tioga | 1 | Natural Gas Fired Combustion Turbine | GT |  | S | X | X | 50765 | bLOSSBUR 13 KV UNITCT | 24 | 0.85 | 20.9 | 19 | 16 | N |  |  | OP | X | 5 | 1971 |  |  | N | IPP Non-CHP | 2 | X | NG | [9 empty] | N | N |  | 1H | [23 empty] | N | N | N | 3120 | 11803 | 543 | 21736.6483 | 36.0678 |  |  | 2007 | 6 | 3120
119 | 63045 | Warren Generation, LLC | 3132 | Warren | PA | Warren | 3 | Natural Gas Fired Combustion Turbine | GT |  | S | X | X | 50803 | 50803 | 53.1 | 0.85 | 62 | 50.1 | 5 | N |  |  | OP | X | 9 | 1972 |  |  | N | IPP Non-CHP | 2 | X | NG | DFO | [8 empty] | N | N |  | 1H | [23 empty] | Y | N | Y | 3132 | 130040 | 7126.999 | 18246.1089 | 44.3975 |  |  | 2017 | 2 | 3132
120 | 15276 | TalenEnergy Martins Creek LLC | 3148 | TalenEnergy Martins Creek | PA | Northampton | CTG1 | Natural Gas Fired Combustion Turbine | GT |  | W | X | X | 48934161 | 48934161 | 23.6 | 0.9 | 18 | 18 | 18 | N |  |  | OP | X | 6 | 1971 | 6 | 2023 | N | IPP Non-CHP | 2 | X | NG | [9 empty] | N | N |  | 1H | [23 empty] | N | N | N | 3148 | 178976 | 10713 | 16706.4314 | 43.7524 |  |  | 2015 | 3 | 3148
121 | 15276 | TalenEnergy Martins Creek LLC | 3148 | TalenEnergy Martins Creek | PA | Northampton | CTG2 | Natural Gas Fired Combustion Turbine | GT |  | W | X | X | 48934163 | 48934163 | 23.6 | 0.9 | 17.3 | 17.3 | 17.3 | N |  |  | OP | X | 6 | 1971 | 6 | 2023 | N | IPP Non-CHP | 2 | X | NG | [9 empty] | N | N |  | 1H | [23 empty] | N | N | N | 3148 | 178976 | 10713 | 16706.4314 | 43.7524 |  |  | 2015 | 3 | 3148
122 | 15276 | TalenEnergy Martins Creek LLC | 3148 | TalenEnergy Martins Creek | PA | Northampton | CTG4 | Natural Gas Fired Combustion Turbine | GT |  | W | X | X | 48934167 | 48934167 | 23.6 | 0.9 | 17.2 | 17.2 | 17.2 | N |  |  | OP | X | 6 | 1971 | 6 | 2023 | N | IPP Non-CHP | 2 | X | NG | [9 empty] | N | N |  | 1H | [23 empty] | N | N | N | 3148 | 178976 | 10713 | 16706.4314 | 43.7524 |  |  | 2015 | 3 | 3148
123 | 22001 | Sunbury Generation LP | 3152 | Sunbury Generation LP | PA | Snyder | CTG1 | Petroleum Liquids | GT |  | S | X | X | SUNBURY | SUNBURY | 23.6 | 0.85 | 18 | 18 | 2 | N |  |  | SB | Y | 11 | 1971 |  |  | N | IPP Non-CHP | 2 | X | DFO | [9 empty] | N | N |  | 1H | [23 empty] | N | N | N | 3152 | 4177 | 136 | 30713.2353 | 28.9362 |  |  | 2000 | 10 | 3152
124 | 22001 | Sunbury Generation LP | 3152 | Sunbury Generation LP | PA | Snyder | CTG2 | Petroleum Liquids | GT |  | S | X | X | SUNBURY | SUNBURY | 23.6 | 0.85 | 18 | 18 | 2 | N |  |  | SB | Y | 11 | 1971 |  |  | N | IPP Non-CHP | 2 | X | DFO | [9 empty] | N | N |  | 1H | [23 empty] | N | N | N | 3152 | 4177 | 136 | 30713.2353 | 28.9362 |  |  | 2000 | 10 | 3152
125 | 6035 | Constellation Power, Inc | 3157 | Chester Generating Station | PA | Chester | 7 | Petroleum Liquids | GT |  | S | X | X | CHESTER 13 KV UNIT 7 | CHESTER 13 KV UNIT 7 | 18.6 | 0.85 | 13 | 18 | 5 | N |  |  | OP | X | 2 | 1969 |  |  | N | IPP Non-CHP | 2 | X | DFO | [9 empty] | N | N |  | 10M | [23 empty] | N |  |  | 3157 | 1681 | 94 | 17882.9787 | 44.5528 |  |  | 2013 | 9 | 3157
126 | 6035 | Constellation Power, Inc | 3157 | Chester Generating Station | PA | Chester | 8 | Petroleum Liquids | GT |  | S | X | X | CHESTER 13 KV UNIT 8 | CHESTER 13 KV UNIT 8 | 18.6 | 0.85 | 13 | 18 | 5 | N |  |  | OP | X | 5 | 1969 |  |  | N | IPP Non-CHP | 2 | X | DFO | [9 empty] | N | N |  | 10M | [23 empty] | N |  |  | 3157 | 1681 | 94 | 17882.9787 | 44.5528 |  |  | 2013 | 12 | 3157
127 | 6035 | Constellation Power, Inc | 3157 | Chester Generating Station | PA | Chester | 9 | Petroleum Liquids | GT |  | S | X | X | CHESTER 13 KV UNIT 9 | CHESTER 13 KV UNIT 9 | 18.6 | 0.85 | 13 | 18 | 5 | N |  |  | OP | X | 3 | 1969 |  |  | N | IPP Non-CHP | 2 | X | DFO | [9 empty] | N | N |  | 10M | [23 empty] | N |  |  | 3157 | 1681 | 94 | 17882.9787 | 44.5528 |  |  | 2013 | 10 | 3157
128 | 6035 | Constellation Power, Inc | 3160 | Delaware Generating Station | PA | Philadelphia | 10 | Petroleum Liquids | GT |  | S | X | X | DELA PE 13 KV UNIT10 | DELA PE 13 KV UNIT10 | 18.6 | 0.85 | 13 | 18 | 5 | N |  |  | OP | X | 5 | 1969 |  |  | N | IPP Non-CHP | 2 | X | DFO | [9 empty] | N | N |  | 10M | [23 empty] | N |  |  | 3160 | 6370 | 202 | 31534.6535 | 44.4728 |  |  | 2013 | 11 | 3160
129 | 6035 | Constellation Power, Inc | 3160 | Delaware Generating Station | PA | Philadelphia | 11 | Petroleum Liquids | GT |  | S | X | X | DELA PE 13 KV UNIT11 | DELA PE 13 KV UNIT11 | 18.6 | 0.85 | 13 | 18 | 5 | N |  |  | OP | X | 4 | 1969 |  |  | N | IPP Non-CHP | 2 | X | DFO | [9 empty] | N | N |  | 10M | [23 empty] | N |  |  | 3160 | 6370 | 202 | 31534.6535 | 44.4728 |  |  | 2013 | 10 | 3160
130 | 6035 | Constellation Power, Inc | 3160 | Delaware Generating Station | PA | Philadelphia | 12 | Petroleum Liquids | GT |  | S | X | X | DELA PE 13 KV UNIT12 | DELA PE 13 KV UNIT12 | 18.6 | 0.85 | 13 | 18 | 5 | N |  |  | OP | X | 5 | 1969 |  |  | N | IPP Non-CHP | 2 | X | DFO | [9 empty] | N | N |  | 10M | [23 empty] | N |  |  | 3160 | 6370 | 202 | 31534.6535 | 44.4728 |  |  | 2013 | 11 | 3160
131 | 6035 | Constellation Power, Inc | 3160 | Delaware Generating Station | PA | Philadelphia | 9 | Petroleum Liquids | GT |  | S | X | X | DELA PE 13 KV UNIT09 | DELA PE 13 KV UNIT09 | 21.2 | 0.85 | 17 | 20 | 5 | N |  |  | OP | X | 7 | 1970 |  |  | N | IPP Non-CHP | 2 | X | DFO | [9 empty] | N | N |  | 10M | [23 empty] | N |  |  | 3160 | 6370 | 202 | 31534.6535 | 30.4186 |  |  | 2000 | 12 | 3160
132 | 6035 | Constellation Power, Inc | 3161 | Eddystone Generating Station | PA | Delaware | 10 | Petroleum Liquids | GT |  | S | X | X | EDDYSTON13 KV UNIT10 | EDDYSTON13 KV UNIT10 | 18.6 | 0.85 | 13 | 18 | 5 | N |  |  | OP | X | 5 | 1967 |  |  | N | IPP Non-CHP | 2 | X | DFO | [9 empty] | N | N |  | 10M | [23 empty] | N |  |  | 3161 | 15677 | 160 | 97981.25 | 46.5798 |  |  | 2013 | 12 | 3161
133 | 6035 | Constellation Power, Inc | 3161 | Eddystone Generating Station | PA | Delaware | 20 | Petroleum Liquids | GT |  | S | X | X | EDDYSTON13 KV UNIT20 | EDDYSTON13 KV UNIT20 | 18.6 | 0.85 | 13 | 18 | 5 | N |  |  | OP | X | 10 | 1967 |  |  | N | IPP Non-CHP | 2 | X | DFO | [9 empty] | N | N | 0 | 10M | [23 empty] | N |  |  | 3161 | 15677 | 160 | 97981.25 | 46.5798 |  |  | 2014 | 5 | 3161
134 | 6035 | Constellation Power, Inc | 3161 | Eddystone Generating Station | PA | Delaware | 30 | Petroleum Liquids | GT |  | S | X | X | EDDYSTON13 KV UNIT30 | EDDYSTON13 KV UNIT30 | 21.2 | 0.85 | 17 | 20 | 5 | N |  |  | OP | X | 3 | 1970 |  |  | N | IPP Non-CHP | 2 | X | DFO | [9 empty] | N | N |  | 10M | [23 empty] | N |  |  | 3161 | 15677 | 160 | 97981.25 | 31.121 |  |  | 2001 | 4 | 3161
135 | 6035 | Constellation Power, Inc | 3161 | Eddystone Generating Station | PA | Delaware | 40 | Petroleum Liquids | GT |  | S | X | X | EDDYSTON13 KV UNIT40 | EDDYSTON13 KV UNIT40 | 21.2 | 0.85 | 17 | 20 | 5 | N |  |  | OP | X | 6 | 1970 |  |  | N | IPP Non-CHP | 2 | X | DFO | [9 empty] | N | N | 0 | 10M | [23 empty] | N |  |  | 3161 | 15677 | 160 | 97981.25 | 31.121 |  |  | 2001 | 7 | 3161
136 | 6035 | Constellation Power, Inc | 3162 | Falls | PA | Bucks | 1 | Petroleum Liquids | GT |  | S | X | X | FALLS 13 KV UNIT01 | FALLS 13 KV UNIT01 | 21.2 | 0.85 | 17 | 20 | 5 | N |  |  | OP | X | 5 | 1970 |  |  | N | IPP Non-CHP | 2 | X | DFO | [9 empty] | N | N |  | 10M | [23 empty] | N |  |  | 3162 | 3689 | 187 | 19727.2727 | 44.5715 |  |  | 2014 | 12 | 3162
137 | 6035 | Constellation Power, Inc | 3162 | Falls | PA | Bucks | 2 | Petroleum Liquids | GT |  | S | X | X | FALLS 13 KV UNIT02 | FALLS 13 KV UNIT02 | 21.2 | 0.85 | 17 | 20 | 5 | N |  |  | OP | X | 5 | 1970 |  |  | N | IPP Non-CHP | 2 | X | DFO | [9 empty] | N | N |  | 10M | [23 empty] | N |  |  | 3162 | 3689 | 187 | 19727.2727 | 44.5715 |  |  | 2014 | 12 | 3162
138 | 6035 | Constellation Power, Inc | 3162 | Falls | PA | Bucks | 3 | Petroleum Liquids | GT |  | S | X | X | FALLS 13 KV UNIT03 | FALLS 13 KV UNIT03 | 21.2 | 0.85 | 17 | 20 | 5 | N |  |  | OP | X | 6 | 1970 |  |  | N | IPP Non-CHP | 2 | X | DFO | [9 empty] | N | N |  | 10M | [23 empty] | N |  |  | 3162 | 3689 | 187 | 19727.2727 | 44.5715 |  |  | 2015 | 1 | 3162
139 | 6035 | Constellation Power, Inc | 3163 | Moser Generating Station | PA | Montgomery | 1 | Petroleum Liquids | GT |  | S | X | X | MOSER 13 KV UNIT1 | MOSER 13 KV UNIT1 | 21.2 | 0.85 | 17 | 20 | 5 | N |  |  | OP | X | 6 | 1970 |  |  | N | IPP Non-CHP | 2 | X | DFO | [9 empty] | N | N |  | 10M | [23 empty] | N |  |  | 3163 | 39515 | 2683 | 14727.9165 | 32.8553 |  |  | 2003 | 4 | 3163
140 | 6035 | Constellation Power, Inc | 3163 | Moser Generating Station | PA | Montgomery | 2 | Petroleum Liquids | GT |  | S | X | X | MOSER 13 KV UNIT2 | MOSER 13 KV UNIT2 | 21.2 | 0.85 | 17 | 20 | 5 | N |  |  | OP | X | 5 | 1970 |  |  | N | IPP Non-CHP | 2 | X | DFO | [9 empty] | N | N |  | 10M | [23 empty] | N |  |  | 3163 | 39515 | 2683 | 14727.9165 | 32.8553 |  |  | 2003 | 3 | 3163
141 | 6035 | Constellation Power, Inc | 3163 | Moser Generating Station | PA | Montgomery | 3 | Petroleum Liquids | GT |  | S | X | X | MOSER 13 KV UNIT3 | MOSER 13 KV UNIT3 | 21.2 | 0.85 | 17 | 20 | 5 | N |  |  | OP | X | 6 | 1970 |  |  | N | IPP Non-CHP | 2 | X | DFO | [9 empty] | N | N |  | 10M | [23 empty] | N |  |  | 3163 | 39515 | 2683 | 14727.9165 | 32.8553 |  |  | 2003 | 4 | 3163
142 | 6035 | Constellation Power, Inc | 3168 | Richmond Generating Station | PA | Philadelphia | 91 | Petroleum Liquids | GT |  | S | X | X | RICH PE 13 KV UNIT91 | RICH PE 13 KV UNIT91 | 65.8 | 0.9 | 49 | 66 | 20 | N |  |  | OP | X | 6 | 1973 |  |  | N | IPP Non-CHP | 2 | X | DFO | [9 empty] | N | N |  | 1H | [23 empty] | N |  |  | 3168 | 9441 | 678 | 13924.7788 | 42.0042 |  |  | 2015 | 6 | 3168
143 | 6035 | Constellation Power, Inc | 3168 | Richmond Generating Station | PA | Philadelphia | 92 | Petroleum Liquids | GT |  | S | X | X | RICH PE 13 KV UNIT92 | RICH PE 13 KV UNIT92 | 65.8 | 0.9 | 49 | 66 | 20 | N |  |  | OP | X | 6 | 1973 |  |  | N | IPP Non-CHP | 2 | X | DFO | [9 empty] | N | N |  | 1H | [23 empty] | N |  |  | 3168 | 9441 | 678 | 13924.7788 | 42.0042 |  |  | 2015 | 6 | 3168
144 | 6035 | Constellation Power, Inc | 3169 | Schuylkill Generating Station | PA | Philadelphia | 10 | Petroleum Liquids | GT |  | S | X | X | SCHUYLKI13 KV UNIT10 | SCHUYLKI13 KV UNIT10 | 18.6 | 0.85 | 13 | 18 | 5 | N |  |  | OP | X | 5 | 1969 |  |  | N | IPP Non-CHP | 2 | X | DFO | [9 empty] | N | N |  | 10M | [23 empty] | N |  |  | 3169 | 2867 | 183 | 15666.6667 | 46.8583 |  |  | 2016 | 3 | 3169
145 | 6035 | Constellation Power, Inc | 3169 | Schuylkill Generating Station | PA | Philadelphia | 11 | Petroleum Liquids | GT |  | S | X | X | SCHUYLKI13 KV UNIT11 | SCHUYLKI13 KV UNIT11 | 21.2 | 0.85 | 17 | 20 | 5 | N |  |  | OP | X | 6 | 1971 |  |  | N | IPP Non-CHP | 2 | X | DFO | [9 empty] | N | N |  | 10M | [23 empty] | N |  |  | 3169 | 2867 | 183 | 15666.6667 | 36.1787 |  |  | 2007 | 8 | 3169
146 | 6035 | Constellation Power, Inc | 3170 | Southwark | PA | Philadelphia | 3 | Petroleum Liquids | GT |  | S | X | X | SWARK 13 KV UNIT3 | SWARK 13 KV UNIT3 | 18.6 | 0.85 | 13 | 18 | 5 | N |  |  | OP | X | 6 | 1967 |  |  | N | IPP Non-CHP | 2 | X | DFO | [9 empty] | N | N |  | 10M | [23 empty] | N | N |  | 3170 | 5408 | 168 | 32190.4762 | 44.4728 |  |  | 2011 | 12 | 3170
147 | 6035 | Constellation Power, Inc | 3170 | Southwark | PA | Philadelphia | 4 | Petroleum Liquids | GT |  | S | X | X | SWARK 13 KV UNIT4 | SWARK 13 KV UNIT4 | 18.6 | 0.85 | 13 | 18 | 5 | N |  |  | OP | X | 10 | 1967 |  |  | N | IPP Non-CHP | 2 | X | DFO | [9 empty] | N | N |  | 10M | [23 empty] | N | N |  | 3170 | 5408 | 168 | 32190.4762 | 44.4728 |  |  | 2012 | 4 | 3170
148 | 6035 | Constellation Power, Inc | 3170 | Southwark | PA | Philadelphia | 5 | Petroleum Liquids | GT |  | S | X | X | SWARK 13 KV UNIT5 | SWARK 13 KV UNIT5 | 18.6 | 0.85 | 13 | 18 | 5 | N |  |  | OP | X | 7 | 1967 |  |  | N | IPP Non-CHP | 2 | X | DFO | [9 empty] | N | N |  | 10M | [23 empty] | N | N |  | 3170 | 5408 | 168 | 32190.4762 | 44.4728 |  |  | 2012 | 1 | 3170
149 | 6035 | Constellation Power, Inc | 3170 | Southwark | PA | Philadelphia | 6 | Petroleum Liquids | GT |  | S | X | X | SWARK 13 KV UNIT6 | SWARK 13 KV UNIT6 | 18.6 | 0.85 | 13 | 18 | 5 | N |  |  | OP | X | 11 | 1968 |  |  | N | IPP Non-CHP | 2 | X | DFO | [9 empty] | N | N |  | 10M | [23 empty] | N |  |  | 3170 | 5408 | 168 | 32190.4762 | 44.4728 |  |  | 2013 | 5 | 3170
150 | 56609 | Calpine Mid-Atlantic Generation LLC | 3785 | Tasley | VA | Accomack | TAS | Petroleum Liquids | GT |  | S | X | X | 50924 | 50924 | 27 | 0.8 | 29.9 | 40.3 | 26.9 | N |  |  | SB | Y | 6 | 1972 |  |  | N | IPP Non-CHP | 2 | X | DFO | [9 empty] | N | N |  | 1H | [23 empty] | N | N |  | 3785 | 5433 | 291 | 18670.1031 | 45.2609 |  |  | 2017 | 9 | 3785
151 | 19876 | Virginia Electric & Power Co | 3799 | Low Moor | VA | Alleghany | GT1 | Petroleum Liquids | GT |  | S | X | X |  |  | 20.7 | 0.85 | 12 | 17 | 3 | N |  |  | OP | X | 7 | 1971 |  |  | N | Electric Utility | 1 | X | DFO | [12 empty] | 1H | [23 empty] | N |  |  | 3799 | 17384 | 996 | 17453.8153 | 45.4078 |  |  | 2016 | 12 | 3799
152 | 19876 | Virginia Electric & Power Co | 3799 | Low Moor | VA | Alleghany | GT2 | Petroleum Liquids | GT |  | S | X | X |  |  | 20.7 | 0.85 | 12 | 16 | 3 | N |  |  | OP | X | 7 | 1971 |  |  | N | Electric Utility | 1 | X | DFO | [12 empty] | 1H | [23 empty] | N |  |  | 3799 | 17384 | 996 | 17453.8153 | 45.4078 |  |  | 2016 | 12 | 3799
153 | 19876 | Virginia Electric & Power Co | 3799 | Low Moor | VA | Alleghany | GT3 | Petroleum Liquids | GT |  | S | X | X |  |  | 20.7 | 0.85 | 12 | 15 | 3 | N |  |  | OP | X | 8 | 1971 |  |  | N | Electric Utility | 1 | X | DFO | [12 empty] | 1H | [23 empty] | N |  |  | 3799 | 17384 | 996 | 17453.8153 | 45.4078 |  |  | 2017 | 1 | 3799
154 | 19876 | Virginia Electric & Power Co | 3799 | Low Moor | VA | Alleghany | GT4 | Petroleum Liquids | GT |  | S | X | X |  |  | 20.7 | 0.85 | 12 | 17 | 3 | N |  |  | OP | X | 8 | 1971 |  |  | N | Electric Utility | 1 | X | DFO | [12 empty] | 1H | [23 empty] | N |  |  | 3799 | 17384 | 996 | 17453.8153 | 45.4078 |  |  | 2017 | 1 | 3799
155 | 19876 | Virginia Electric & Power Co | 3800 | Northern Neck | VA | Richmond | GT1 | Petroleum Liquids | GT |  | S | X | X |  |  | 20.7 | 0.85 | 12 | 18 | 3 | N |  |  | OP | X | 7 | 1971 |  |  | N | Electric Utility | 1 | X | DFO | [12 empty] | 1H | [23 empty] | N |  |  | 3800 | 107595 | 6142 | 17517.9095 | 45.4078 |  |  | 2016 | 12 | 3800
156 | 19876 | Virginia Electric & Power Co | 3800 | Northern Neck | VA | Richmond | GT2 | Petroleum Liquids | GT |  | S | X | X |  |  | 20.7 | 0.85 | 11 | 17 | 3 | N |  |  | OP | X | 8 | 1971 |  |  | N | Electric Utility | 1 | X | DFO | [12 empty] | 1H | [23 empty] | N |  |  | 3800 | 107595 | 6142 | 17517.9095 | 45.4078 |  |  | 2017 | 1 | 3800
157 | 19876 | Virginia Electric & Power Co | 3800 | Northern Neck | VA | Richmond | GT3 | Petroleum Liquids | GT |  | S | X | X |  |  | 20.7 | 0.85 | 12 | 17 | 3 | N |  |  | OP | X | 7 | 1971 |  |  | N | Electric Utility | 1 | X | DFO | [12 empty] | 1H | [23 empty] | N |  |  | 3800 | 107595 | 6142 | 17517.9095 | 45.4078 |  |  | 2016 | 12 | 3800
158 | 19876 | Virginia Electric & Power Co | 3800 | Northern Neck | VA | Richmond | GT4 | Petroleum Liquids | GT |  | S | X | X |  |  | 20.7 | 0.85 | 12 | 18 | 3 | N |  |  | OP | X | 8 | 1971 |  |  | N | Electric Utility | 1 | X | DFO | [12 empty] | 1H | [23 empty] | N |  |  | 3800 | 107595 | 6142 | 17517.9095 | 45.4078 |  |  | 2017 | 1 | 3800
159 | 19876 | Virginia Electric & Power Co | 3803 | Chesapeake | VA | Chesapeake | 6 | Petroleum Liquids | GT |  | S | X | X |  |  | 16.3 | 0.85 | 12 | 16 | 3 | N |  |  | OP | X | 7 | 1969 |  |  | N | Electric Utility | 1 | X | DFO | [9 empty] | N |  |  | 1H | [23 empty] | N |  |  | 3803 | 2224 | 116 | 19172.4138 | 49.4734 |  |  | 2019 | 1 | 3803
160 | 19876 | Virginia Electric & Power Co | 3803 | Chesapeake | VA | Chesapeake | GT1 | Petroleum Liquids | GT |  | S | X | X |  |  | 18.5 | 0.85 | 15 | 20 | 3 | N |  |  | OP | X | 12 | 1967 |  |  | N | Electric Utility | 1 | X | DFO | [9 empty] | N |  |  | 1H | [23 empty] | N |  |  | 3803 | 2224 | 116 | 19172.4138 | 50.2849 |  |  | 2018 | 3 | 3803
161 | 19876 | Virginia Electric & Power Co | 3803 | Chesapeake | VA | Chesapeake | GT4 | Petroleum Liquids | GT |  | S | X | X |  |  | 16.3 | 0.85 | 12 | 16 | 3 | N |  |  | OP | X | 5 | 1969 |  |  | N | Electric Utility | 1 | X | DFO | [9 empty] | N |  |  | 1H | [23 empty] | N |  |  | 3803 | 2224 | 116 | 19172.4138 | 49.4734 |  |  | 2018 | 11 | 3803
162 | 19876 | Virginia Electric & Power Co | 3804 | Possum Point | VA | Prince William | GT1 | Petroleum Liquids | GT |  | S | X | X |  |  | 16 | 0.85 | 12 | 19 | 3 | N |  |  | OP | X | 5 | 1968 |  |  | N | Electric Utility | 1 | X | DFO | [12 empty] | 1H | [23 empty] | N |  |  | 3804 | 13015 | 806 | 16147.6427 | 53.2638 |  |  | 2021 | 8 | 3804
163 | 19876 | Virginia Electric & Power Co | 3804 | Possum Point | VA | Prince William | GT2 | Petroleum Liquids | GT |  | S | X | X |  |  | 16 | 0.85 | 12 | 17 | 3 | N |  |  | OP | X | 5 | 1968 |  |  | N | Electric Utility | 1 | X | DFO | [12 empty] | 1H | [23 empty] | N |  |  | 3804 | 13015 | 806 | 16147.6427 | 53.2638 |  |  | 2021 | 8 | 3804
164 | 19876 | Virginia Electric & Power Co | 3804 | Possum Point | VA | Prince William | GT3 | Petroleum Liquids | GT |  | S | X | X |  |  | 16 | 0.85 | 12 | 16 | 3 | N |  |  | OP | X | 5 | 1968 |  |  | N | Electric Utility | 1 | X | DFO | [12 empty] | 1H | [23 empty] | N |  |  | 3804 | 13015 | 806 | 16147.6427 | 53.2638 |  |  | 2021 | 8 | 3804
165 | 19876 | Virginia Electric & Power Co | 3804 | Possum Point | VA | Prince William | GT4 | Petroleum Liquids | GT |  | S | X | X |  |  | 16 | 0.85 | 12 | 18 | 3 | N |  |  | OP | X | 5 | 1968 |  |  | N | Electric Utility | 1 | X | DFO | [12 empty] | 1H | [23 empty] | N |  |  | 3804 | 13015 | 806 | 16147.6427 | 53.2638 |  |  | 2021 | 8 | 3804
166 | 19876 | Virginia Electric & Power Co | 3804 | Possum Point | VA | Prince William | GT5 | Petroleum Liquids | GT |  | S | X | X |  |  | 16 | 0.85 | 12 | 17 | 3 | N |  |  | OP | X | 5 | 1968 |  |  | N | Electric Utility | 1 | X | DFO | [12 empty] | 1H | [23 empty] | N |  |  | 3804 | 13015 | 806 | 16147.6427 | 53.2638 |  |  | 2021 | 8 | 3804
167 | 19876 | Virginia Electric & Power Co | 3804 | Possum Point | VA | Prince William | GT6 | Petroleum Liquids | GT |  | S | X | X |  |  | 16 | 0.85 | 12 | 19 | 3 | N |  |  | OP | X | 5 | 1968 |  |  | N | Electric Utility | 1 | X | DFO | [12 empty] | 1H | [23 empty] | N |  |  | 3804 | 13015 | 806 | 16147.6427 | 53.2638 |  |  | 2021 | 8 | 3804
168 | 19876 | Virginia Electric & Power Co | 3954 | Mt Storm | WV | Grant | JF1 | Petroleum Liquids | GT |  | S | X | X |  |  | 18.5 | 0.85 | 11 | 15 | 5 | N |  |  | OP | X | 10 | 1967 |  |  | N | Electric Utility | 1 | X | JF | [12 empty] | 1H | [23 empty] | N |  |  | 3954 | 7873 | 24 | 328041.6667 | 46.6415 |  |  | 2014 | 6 | 3954
169 | 5625 | Easton Utilities Comm | 4257 | Easton 2 | MD | Talbot | 203 | Petroleum Liquids | GT |  | S | X | X |  |  | 5.4 | 0.8 | 4.5 | 5.1 | 0 | N |  |  | OP | X | 11 | 2004 |  |  | N | Electric Utility | 1 | X | DFO | [9 empty] | N | N |  | 1H | [20 empty] | N |  |  | N | N | N | 4257 | 5023 | 242 | 20756.1983 | 36.5584 |  |  | 2041 | 6 | 4257
170 | 5625 | Easton Utilities Comm | 4257 | Easton 2 | MD | Talbot | 204 | Petroleum Liquids | GT |  | S | X | X |  |  | 5.4 | 0.8 | 4.5 | 5.1 | 0 | N |  |  | OP | X | 11 | 2004 |  |  | N | Electric Utility | 1 | X | DFO | [9 empty] | N | N |  | 1H | [20 empty] | N |  |  | N | N | N | 4257 | 5023 | 242 | 20756.1983 | 36.5584 |  |  | 2041 | 6 | 4257
171 | 56606 | Calpine New Jersey Generation LLC | 5083 | Cumberland (NJ) | NJ | Cumberland | CUMB | Natural Gas Fired Combustion Turbine | GT |  | S | X | X |  |  | 99.4 | 0.9 | 86.9 | 104.1 | 78.2 | N |  |  | OP | X | 5 | 1990 |  |  | N | IPP Non-CHP | 2 | X | NG | KER | [8 empty] | N |  |  | 1H | [23 empty] | Y | N | Y | 5083 | 624502 | 60253.003 | 10364.6618 | 23.815 |  |  | 2014 | 3 | 5083
172 | 56606 | Calpine New Jersey Generation LLC | 5083 | Cumberland (NJ) | NJ | Cumberland | CUMB2 | Natural Gas Fired Combustion Turbine | GT |  | S | X | X |  |  | 131.8 | 0.9 | 96.5 | 102 | 90 | N |  |  | OP | X | 6 | 2009 |  |  | N | IPP Non-CHP | 2 | X | NG | KER | [8 empty] | N |  |  | 1H | [23 empty] | Y | N | Y | 5083 | 624502 | 60253.003 | 10364.6618 | 21.008 |  |  | 2030 | 6 | 5083
173 | 19876 | Virginia Electric & Power Co | 7032 | Gravel Neck | VA | Surry | 1 | Petroleum Liquids | GT |  | S | X | X |  |  | 16.3 | 0.85 | 12 | 15 | 0 | N |  |  | OP | X | 8 | 1970 |  |  | N | Electric Utility | 1 | X | DFO | [9 empty] | N |  |  | 1H | [23 empty] | N |  |  | 7032 | 335784 | 25322.999 | 13260.0408 | 33.5469 |  |  | 2004 | 3 | 7032
174 | 19876 | Virginia Electric & Power Co | 7032 | Gravel Neck | VA | Surry | 2 | Petroleum Liquids | GT |  | S | X | X |  |  | 23.8 | 0.85 | 16 | 23 | 0 | N |  |  | OP | X | 12 | 1970 |  |  | N | Electric Utility | 1 | X | DFO | [9 empty] | N |  |  | 1H | [23 empty] | N |  |  | 7032 | 335784 | 25322.999 | 13260.0408 | 33.25 |  |  | 2004 | 3 | 7032
175 | 19876 | Virginia Electric & Power Co | 7032 | Gravel Neck | VA | Surry | 3 | Natural Gas Fired Combustion Turbine | GT |  | S | X | X |  |  | 91.9 | 0.9 | 85 | 98 | 40 | N |  |  | OP | X | 10 | 1989 |  |  | N | Electric Utility | 1 | X | NG | DFO | [8 empty] | N |  |  | 1H | [23 empty] | Y | N | Y | 7032 | 335784 | 25322.999 | 13260.0408 | 36.9942 |  |  | 2026 | 10 | 7032
176 | 19876 | Virginia Electric & Power Co | 7032 | Gravel Neck | VA | Surry | 4 | Natural Gas Fired Combustion Turbine | GT |  | S | X | X |  |  | 91.9 | 0.9 | 85 | 97 | 40 | N |  |  | OP | X | 7 | 1989 |  |  | N | Electric Utility | 1 | X | NG | DFO | [8 empty] | N |  |  | 1H | [23 empty] | Y | N | Y | 7032 | 335784 | 25322.999 | 13260.0408 | 36.9942 |  |  | 2026 | 7 | 7032
177 | 19876 | Virginia Electric & Power Co | 7032 | Gravel Neck | VA | Surry | 5 | Natural Gas Fired Combustion Turbine | GT |  | S | X | X |  |  | 91.9 | 0.9 | 85 | 98 | 40 | N |  |  | OP | X | 7 | 1989 |  |  | N | Electric Utility | 1 | X | NG | DFO | [8 empty] | N |  |  | 1H | [23 empty] | Y | N | Y | 7032 | 335784 | 25322.999 | 13260.0408 | 36.9942 |  |  | 2026 | 7 | 7032
178 | 19876 | Virginia Electric & Power Co | 7032 | Gravel Neck | VA | Surry | 6 | Natural Gas Fired Combustion Turbine | GT |  | S | X | X |  |  | 91.9 | 0.9 | 85 | 97 | 40 | N |  |  | OP | X | 11 | 1989 |  |  | N | Electric Utility | 1 | X | NG | DFO | [8 empty] | N |  |  | 1H | [23 empty] | Y | N | Y | 7032 | 335784 | 25322.999 | 13260.0408 | 36.9942 |  |  | 2026 | 11 | 7032
179 | 61358 | Forked River Power, LLC | 7138 | Forked River | NJ | Ocean | 1 | Natural Gas Fired Combustion Turbine | GT |  | S | X | X | OYSTERCR14KV FR1 | OYSTERCR14KV FR1 | 38.4 | 0.85 | 34 | 44 | 34 | N |  |  | OP | X | 6 | 1989 |  |  | N | IPP Non-CHP | 2 | X | NG | DFO | [8 empty] | N | N |  | 1H | [23 empty] | Y | N | Y | 7138 | 117259 | 8137 | 14410.5936 | 38.458 |  |  | 2027 | 11 | 7138
180 | 61358 | Forked River Power, LLC | 7138 | Forked River | NJ | Ocean | 2 | Natural Gas Fired Combustion Turbine | GT |  | S | X | X | OYSTERCR14KV FR2 | OYSTERCR14KV FR2 | 38.4 | 0.85 | 31 | 41 | 31 | N |  |  | OP | X | 7 | 1989 |  |  | N | IPP Non-CHP | 2 | X | NG | DFO | [8 empty] | N | N |  | 1H | [23 empty] | Y | N | Y | 7138 | 117259 | 8137 | 14410.5936 | 38.458 |  |  | 2027 | 12 | 7138
181 | 55729 | Duke Energy Kentucky Inc | 7158 | Woodsdale | OH | Butler | GT1 | Natural Gas Fired Combustion Turbine | GT |  | S | X | X |  |  | 95.3 | 0.8 | 78 | 94 | 4 | N |  |  | OP | X | 5 | 1993 |  |  | N | Electric Utility | 1 | X | NG | DFO | [8 empty] | N | N |  | 1H | [23 empty] | Y | N | N | 7158 | 862751 | 52520 | 16427.0944 | 42.3523 |  |  | 2035 | 9 | 7158
182 | 55729 | Duke Energy Kentucky Inc | 7158 | Woodsdale | OH | Butler | GT2 | Natural Gas Fired Combustion Turbine | GT |  | S | X | X |  |  | 95.3 | 0.8 | 80 | 94 | 4 | N |  |  | OP | X | 7 | 1992 |  |  | N | Electric Utility | 1 | X | NG | DFO | [8 empty] | N | N |  | 1H | [23 empty] | Y | N | N | 7158 | 862751 | 52520 | 16427.0944 | 42.3523 |  |  | 2034 | 11 | 7158
183 | 55729 | Duke Energy Kentucky Inc | 7158 | Woodsdale | OH | Butler | GT3 | Natural Gas Fired Combustion Turbine | GT |  | S | X | X |  |  | 95.3 | 0.8 | 80 | 94 | 4 | N |  |  | OP | X | 5 | 1992 |  |  | N | Electric Utility | 1 | X | NG | DFO | [8 empty] | N | N |  | 1H | [23 empty] | Y | N | N | 7158 | 862751 | 52520 | 16427.0944 | 42.3523 |  |  | 2034 | 9 | 7158
184 | 55729 | Duke Energy Kentucky Inc | 7158 | Woodsdale | OH | Butler | GT4 | Natural Gas Fired Combustion Turbine | GT |  | S | X | X |  |  | 95.3 | 0.8 | 78 | 94 | 4 | N |  |  | OP | X | 7 | 1992 |  |  | N | Electric Utility | 1 | X | NG | DFO | [8 empty] | N | N |  | 1H | [23 empty] | Y | N | N | 7158 | 862751 | 52520 | 16427.0944 | 42.3523 |  |  | 2034 | 11 | 7158
185 | 55729 | Duke Energy Kentucky Inc | 7158 | Woodsdale | OH | Butler | GT5 | Natural Gas Fired Combustion Turbine | GT |  | S | X | X |  |  | 95.3 | 0.8 | 80 | 94 | 4 | N |  |  | OP | X | 5 | 1992 |  |  | N | Electric Utility | 1 | X | NG | DFO | [8 empty] | N | N |  | 1H | [23 empty] | Y | N | N | 7158 | 862751 | 52520 | 16427.0944 | 42.3523 |  |  | 2034 | 9 | 7158
186 | 55729 | Duke Energy Kentucky Inc | 7158 | Woodsdale | OH | Butler | GT6 | Natural Gas Fired Combustion Turbine | GT |  | S | X | X |  |  | 95.3 | 0.8 | 80 | 94 | 4 | N |  |  | OP | X | 5 | 1992 |  |  | N | Electric Utility | 1 | X | NG | DFO | [8 empty] | N | N |  | 1H | [23 empty] | Y | N | N | 7158 | 862751 | 52520 | 16427.0944 | 42.3523 |  |  | 2034 | 9 | 7158
187 | 19876 | Virginia Electric & Power Co | 7212 | Darbytown | VA | Henrico | 1 | Natural Gas Fired Combustion Turbine | GT |  | S | X | X |  |  | 92.1 | 0.9 | 84 | 98 | 40 | N |  |  | OP | X | 5 | 1990 |  |  | N | Electric Utility | 1 | X | NG | DFO | [8 empty] | N |  |  | 1H | [23 empty] | Y | N | Y | 7212 | 527705 | 50237 | 10504.3096 | 24.2275 |  |  | 2014 | 8 | 7212
188 | 19876 | Virginia Electric & Power Co | 7212 | Darbytown | VA | Henrico | 2 | Natural Gas Fired Combustion Turbine | GT |  | S | X | X |  |  | 92.1 | 0.9 | 84 | 97 | 40 | N |  |  | OP | X | 5 | 1990 |  |  | N | Electric Utility | 1 | X | NG | DFO | [8 empty] | N |  |  | 1H | [23 empty] | Y | N | Y | 7212 | 527705 | 50237 | 10504.3096 | 24.2275 |  |  | 2014 | 8 | 7212
189 | 19876 | Virginia Electric & Power Co | 7212 | Darbytown | VA | Henrico | 3 | Natural Gas Fired Combustion Turbine | GT |  | S | X | X |  |  | 92.1 | 0.9 | 84 | 95 | 40 | N |  |  | OP | X | 4 | 1990 |  |  | N | Electric Utility | 1 | X | NG | DFO | [8 empty] | N |  |  | 1H | [23 empty] | Y | N | Y | 7212 | 527705 | 50237 | 10504.3096 | 24.2275 |  |  | 2014 | 7 | 7212
190 | 19876 | Virginia Electric & Power Co | 7212 | Darbytown | VA | Henrico | 4 | Natural Gas Fired Combustion Turbine | GT |  | S | X | X |  |  | 92.1 | 0.9 | 84 | 97 | 40 | N |  |  | OP | X | 4 | 1990 |  |  | N | Electric Utility | 1 | X | NG | DFO | [11 empty] | 1H | [23 empty] | Y | N | Y | 7212 | 527705 | 50237 | 10504.3096 | 24.2275 |  |  | 2014 | 7 | 7212
191 | 56606 | Calpine New Jersey Generation LLC | 7288 | Sherman Avenue | NJ | Cumberland | SEHR | Natural Gas Fired Combustion Turbine | GT |  | S | X | X |  |  | 112.8 | 0.9 | 86.9 | 99 | 78.2 | N |  |  | OP | X | 5 | 1991 |  |  | N | IPP Non-CHP | 2 | X | NG | KER | [8 empty] | N |  |  | 1H | [23 empty] | Y | N | Y | 7288 | 174013 | 12521 | 13897.6919 | 36.2625 |  |  | 2027 | 8 | 7288
192 | 54899 | NAES Corporation - (DE) | 7318 | Van Sant Station | DE | Kent | 1 | Natural Gas Fired Combustion Turbine | GT |  | W | X | X | NORTHST 12KV G11 | NORTHST 12KV G11 | 45.1 | 0.85 | 42 | 42 | 0.5 | N |  |  | OP | X | 5 | 1991 |  |  | N | IPP Non-CHP | 2 | X | NG | DFO | [8 empty] | N | N |  | 1H | [23 empty] | Y | Y | Y | 7318 | 80506 | 5615 | 14337.667 | 32.1324 |  |  | 2023 | 7 | 7318
193 | 9234 | Indiana Municipal Power Agency | 7335 | Richmond | IN | Wayne | RCT1 | Natural Gas Fired Combustion Turbine | GT |  | S | X | X | 32419337 | 32419337 | 41.4 | 0.85 | 34 | 42 | 17 | N |  |  | OP | X | 5 | 1992 |  |  | N | Electric Utility | 1 | X | NG | DFO | [8 empty] | N | N |  | 1H | [23 empty] | Y | Y | Y | 7335 | 134981 | 9559.999 | 14119.3529 | 42.5531 |  |  | 2034 | 12 | 7335
194 | 9234 | Indiana Municipal Power Agency | 7335 | Richmond | IN | Wayne | RCT2 | Natural Gas Fired Combustion Turbine | GT |  | S | X | X | 32419339 | 32419339 | 41.4 | 0.85 | 34 | 42 | 17 | N |  |  | OP | X | 5 | 1992 |  |  | N | Electric Utility | 1 | X | NG | DFO | [8 empty] | N | N |  | 1H | [23 empty] | Y | Y | Y | 7335 | 134981 | 9559.999 | 14119.3529 | 42.5531 |  |  | 2034 | 12 | 7335
195 | 9234 | Indiana Municipal Power Agency | 7336 | Anderson | IN | Madison | ACT1 | Natural Gas Fired Combustion Turbine | GT |  | S | X | X | 32419341 | 32419341 | 41.4 | 0.85 | 34 | 42 | 17 | N |  |  | OP | X | 6 | 1992 |  |  | N | Electric Utility | 1 | X | NG | DFO | [8 empty] | N | N |  | 1H | [23 empty] | Y | Y | Y | 7336 | 242907 | 18031.002 | 13471.6307 | 36.2346 |  |  | 2028 | 9 | 7336
196 | 9234 | Indiana Municipal Power Agency | 7336 | Anderson | IN | Madison | ACT2 | Natural Gas Fired Combustion Turbine | GT |  | S | X | X | 32419343 | 32419343 | 41.4 | 0.85 | 34 | 42 | 17 | N |  |  | OP | X | 6 | 1992 |  |  | N | Electric Utility | 1 | X | NG | DFO | [8 empty] | N | N |  | 1H | [23 empty] | Y | Y | Y | 7336 | 242907 | 18031.002 | 13471.6307 | 36.2346 |  |  | 2028 | 9 | 7336
197 | 9234 | Indiana Municipal Power Agency | 7336 | Anderson | IN | Madison | ACT3 | Natural Gas Fired Combustion Turbine | GT |  | S | X | X | 34886963 | 34886963 | 85.9 | 0.85 | 72 | 90 | 36 | N |  |  | OP | X | 6 | 2004 |  |  | N | Electric Utility | 1 | X | NG | DFO | [8 empty] | N | N |  | 1H | [23 empty] | Y | Y | Y | 7336 | 242907 | 18031.002 | 13471.6307 | 35.9917 |  |  | 2040 | 6 | 7336
198 | 40577 | American Mun Power-Ohio, Inc | 7782 | Hamilton Peaking | OH | Butler | 1 | Natural Gas Fired Combustion Turbine | GT |  | S | X | X |  |  | 32 | 0.85 | 29 | 32 | 29 | N |  |  | OP | X | 6 | 2000 |  |  | N | Electric Utility | 1 | X | NG | [9 empty] | N | N |  | 1H | [23 empty] | N | N | N | 7782 | 31154 | 2345.001 | 13285.2822 | 34.8592 |  |  | 2035 | 4 | 7782
199 | 40577 | American Mun Power-Ohio, Inc | 7783 | Bowling Green Peaking | OH | Wood | 1 | Natural Gas Fired Combustion Turbine | GT |  | S | X | X |  |  | 32 | 0.85 | 29 | 32 | 29 | N |  |  | OP | X | 6 | 2000 |  |  | N | Electric Utility | 1 | X | NG | [9 empty] | N | N |  | 1H | [23 empty] | N | N | N | 7783 | 27712 | 2207 | 12556.4114 | 32.0404 |  |  | 2032 | 6 | 7783
200 | 11560 | City of Manassas - (VA) | 7797 | Dominion/Lo Mar | VA | Prince William | DOM1 | Petroleum Liquids | GT |  | J | X | X |  |  | 12 | 0.8 | 9 | 9 | 3 | N |  |  | OP | X | 8 | 1997 |  |  | N | Electric Utility | 1 | X | DFO | [9 empty] | N | N |  | 10M | [20 empty] | N |  |  | N | N | N | 7797 | 1682 | 39 | 43128.2051 | 35.6918 |  |  | 2033 | 4 | 7797
201 | 56386 | Essential Power Rock Springs LLC | 7835 | Essential Power Rock Springs LLC | MD | Cecil | 1 | Natural Gas Fired Combustion Turbine | GT |  | S | X | X | ROCKSPRI-CT1 | ROCKSPRI-CT1 | 198.9 | 0.85 | 167.5 | 167.5 | 100 | N |  |  | OP | X | 6 | 2003 |  |  | N | IPP Non-CHP | 2 | X | NG | [9 empty] | N | N |  | 1H | [23 empty] | N | N | N | 7835 | 2495850 | 235891 | 10580.5224 | 38.3415 |  |  | 2041 | 10 | 7835
202 | 56386 | Essential Power Rock Springs LLC | 7835 | Essential Power Rock Springs LLC | MD | Cecil | 2 | Natural Gas Fired Combustion Turbine | GT |  | S | X | X | ROCKSPRI-CT2 | ROCKSPRI-CT2 | 175.9 | 0.85 | 166.5 | 166.5 | 100 | N |  |  | OP | X | 6 | 2003 |  |  | N | IPP Non-CHP | 2 | X | NG | [9 empty] | N | N |  | 1H | [23 empty] | N | N | N | 7835 | 2495850 | 235891 | 10580.5224 | 38.3415 |  |  | 2041 | 10 | 7835
203 | 56386 | Essential Power Rock Springs LLC | 7835 | Essential Power Rock Springs LLC | MD | Cecil | 3 | Natural Gas Fired Combustion Turbine | GT |  | S | X | X | ROCKSPRI-CT3 | ROCKSPRI-CT3 | 198.9 | 0.85 | 169 | 169 | 100 | N |  |  | OP | X | 6 | 2003 |  |  | N | IPP Non-CHP | 2 | X | NG | [9 empty] | N | N |  | 1H | [23 empty] | N | N | N | 7835 | 2495850 | 235891 | 10580.5224 | 38.3415 |  |  | 2041 | 10 | 7835
204 | 56386 | Essential Power Rock Springs LLC | 7835 | Essential Power Rock Springs LLC | MD | Cecil | 4 | Natural Gas Fired Combustion Turbine | GT |  | S | X | X | ROCKSPRI-CT4 | ROCK-SPRI-CT4 | 198.9 | 0.85 | 169 | 169 | 100 | N |  |  | OP | X | 6 | 2003 |  |  | N | IPP Non-CHP | 2 | X | NG | [9 empty] | N | N |  | 1H | [23 empty] | N |  | N | 7835 | 2495850 | 235891 | 10580.5224 | 38.3415 |  |  | 2041 | 10 | 7835
205 | 40229 | Old Dominion Electric Coop | 7836 | Marsh Run Generation Facility | VA | Fauquier | 1 | Natural Gas Fired Combustion Turbine | GT |  | S | X | X | 34887875 | 34887875 | 171.1 | 0.85 | 161 | 192 | 96 | N |  |  | OP | X | 9 | 2004 |  |  | N | Electric Utility | 1 | X | NG | DFO | [8 empty] | N | N |  | 1H | [23 empty] | Y | N | Y | 7836 | 7254819 | 672608.999 | 10786.0867 | 38.399 |  |  | 2043 | 2 | 7836
206 | 40229 | Old Dominion Electric Coop | 7836 | Marsh Run Generation Facility | VA | Fauquier | 2 | Natural Gas Fired Combustion Turbine | GT |  | S | X | X | 34887877 | 34887877 | 171.1 | 0.85 | 159.3 | 192 | 96 | N |  |  | OP | X | 9 | 2004 |  |  | N | Electric Utility | 1 | X | NG | DFO | [8 empty] | N | N |  | 1H | [23 empty] | Y | N | Y | 7836 | 7254819 | 672608.999 | 10786.0867 | 38.399 |  |  | 2043 | 2 | 7836
207 | 40229 | Old Dominion Electric Coop | 7836 | Marsh Run Generation Facility | VA | Fauquier | 3 | Natural Gas Fired Combustion Turbine | GT |  | S | X | X | 34887879 | 34887879 | 171.1 | 0.85 | 161 | 192 | 96 | N |  |  | OP | X | 9 | 2004 |  |  | N | Electric Utility | 1 | X | NG | DFO | [8 empty] | N | N |  | 1H | [23 empty] | Y | N | Y | 7836 | 7254819 | 672608.999 | 10786.0867 | 38.399 |  |  | 2043 | 2 | 7836
208 | 40229 | Old Dominion Electric Coop | 7837 | Louisa Generation Facility | VA | Louisa | 1 | Natural Gas Fired Combustion Turbine | GT |  | S | X | X | 93354021 | 93354021 | 84.5 | 0.85 | 76.5 | 92 | 46 | N |  |  | OP | X | 8 | 2003 |  |  | N | Electric Utility | 1 | X | NG | DFO | [8 empty] | N | N |  | 1H | [23 empty] | Y | N | Y | 7837 | 5588946 | 479108.998 | 11665.2912 | 17.9536 |  |  | 2021 | 7 | 7837
209 | 40229 | Old Dominion Electric Coop | 7837 | Louisa Generation Facility | VA | Louisa | 2 | Natural Gas Fired Combustion Turbine | GT |  | S | X | X | 93354023 | 93354023 | 84.5 | 0.85 | 77 | 92 | 46 | N |  |  | OP | X | 8 | 2003 |  |  | N | Electric Utility | 1 | X | NG | DFO | [8 empty] | N | N |  | 1H | [23 empty] | Y | N | Y | 7837 | 5588946 | 479108.998 | 11665.2912 | 17.9536 |  |  | 2021 | 7 | 7837
210 | 40229 | Old Dominion Electric Coop | 7837 | Louisa Generation Facility | VA | Louisa | 3 | Natural Gas Fired Combustion Turbine | GT |  | S | X | X | 93354025 | 93354025 | 84.5 | 0.85 | 77.3 | 92 | 46 | N |  |  | OP | X | 8 | 2003 |  |  | N | Electric Utility | 1 | X | NG | DFO | [8 empty] | N | N |  | 1H | [23 empty] | Y | N | Y | 7837 | 5588946 | 479108.998 | 11665.2912 | 17.9536 |  |  | 2021 | 7 | 7837
211 | 40229 | Old Dominion Electric Coop | 7837 | Louisa Generation Facility | VA | Louisa | 4 | Natural Gas Fired Combustion Turbine | GT |  | S | X | X | 93354027 | 93354027 | 84.5 | 0.85 | 77.2 | 92 | 46 | N |  |  | OP | X | 8 | 2003 |  |  | N | Electric Utility | 1 | X | NG | DFO | [8 empty] | N | N |  | 1H | [23 empty] | Y | N | Y | 7837 | 5588946 | 479108.998 | 11665.2912 | 17.9536 |  |  | 2021 | 7 | 7837
212 | 40229 | Old Dominion Electric Coop | 7837 | Louisa Generation Facility | VA | Louisa | 5 | Natural Gas Fired Combustion Turbine | GT |  | S | X | X | 34887991 | 34887991 | 171.1 | 0.85 | 158 | 187 | 95 | N |  |  | OP | X | 8 | 2003 |  |  | N | Electric Utility | 1 | X | NG | DFO | [8 empty] | N | N |  | 1H | [23 empty] | Y | N | Y | 7837 | 5588946 | 479108.998 | 11665.2912 | 29.1558 |  |  | 2032 | 10 | 7837
213 | 19876 | Virginia Electric & Power Co | 7838 | Remington | VA | Fauquier | 1 | Natural Gas Fired Combustion Turbine | GT |  | S | X | X |  |  | 178.5 | 0.85 | 153 | 187 | 90 | N |  |  | OP | X | 6 | 2000 |  |  | N | Electric Utility | 1 | X | NG | DFO | [11 empty] | 1H | [23 empty] | Y | N | Y | 7838 | 5162043 | 498678.999 | 10351.4345 | 38.5865 |  |  | 2039 | 1 | 7838
214 | 19876 | Virginia Electric & Power Co | 7838 | Remington | VA | Fauquier | 2 | Natural Gas Fired Combustion Turbine | GT |  | S | X | X |  |  | 170 | 0.85 | 151 | 187 | 90 | N |  |  | OP | X | 6 | 2000 |  |  | N | Electric Utility | 1 | X | NG | DFO | [11 empty] | 1H | [23 empty] | Y | N | Y | 7838 | 5162043 | 498678.999 | 10351.4345 | 38.5865 |  |  | 2039 | 1 | 7838
215 | 19876 | Virginia Electric & Power Co | 7838 | Remington | VA | Fauquier | 3 | Natural Gas Fired Combustion Turbine | GT |  | S | X | X |  |  | 178.5 | 0.85 | 152 | 187 | 90 | N |  |  | OP | X | 7 | 2000 |  |  | N | Electric Utility | 1 | X | NG | DFO | [11 empty] | 1H | [23 empty] | Y | N | Y | 7838 | 5162043 | 498678.999 | 10351.4345 | 38.5865 |  |  | 2039 | 2 | 7838
216 | 19876 | Virginia Electric & Power Co | 7838 | Remington | VA | Fauquier | 4 | Natural Gas Fired Combustion Turbine | GT |  | S | X | X |  |  | 178.5 | 0.85 | 152 | 188 | 90 | N |  |  | OP | X | 7 | 2000 |  |  | N | Electric Utility | 1 | X | NG | DFO | [11 empty] | 1H | [23 empty] | Y | N | Y | 7838 | 5162043 | 498678.999 | 10351.4345 | 38.5865 |  |  | 2039 | 2 | 7838
217 | 19876 | Virginia Electric & Power Co | 7839 | Ladysmith | VA | Caroline | 1 | Natural Gas Fired Combustion Turbine | GT |  | S | X | X |  |  | 178.5 | 0.85 | 151 | 183 | 90 | N |  |  | OP | X | 5 | 2001 |  |  | N | Electric Utility | 1 | X | NG | DFO | [11 empty] | 1H | [23 empty] | Y | N | Y | 7839 | 4915686 | 475466.999 | 10338.6481 | 38.5865 |  |  | 2039 | 12 | 7839
218 | 19876 | Virginia Electric & Power Co | 7839 | Ladysmith | VA | Caroline | 2 | Natural Gas Fired Combustion Turbine | GT |  | S | X | X |  |  | 178.5 | 0.85 | 151 | 183 | 90 | N |  |  | OP | X | 5 | 2001 |  |  | N | Electric Utility | 1 | X | NG | DFO | [11 empty] | 1H | [23 empty] | Y | N | Y | 7839 | 4915686 | 475466.999 | 10338.6481 | 38.5865 |  |  | 2039 | 12 | 7839
219 | 19876 | Virginia Electric & Power Co | 7839 | Ladysmith | VA | Caroline | 3 | Natural Gas Fired Combustion Turbine | GT |  | S | X | X |  |  | 178.5 | 0.85 | 161 | 183 | 90 | N |  |  | OP | X | 6 | 2008 |  |  | N | Electric Utility | 1 | X | NG | DFO | [11 empty] | 1H | [23 empty] | Y | N | Y | 7839 | 4915686 | 475466.999 | 10338.6481 | 38.5865 |  |  | 2047 | 1 | 7839
220 | 19876 | Virginia Electric & Power Co | 7839 | Ladysmith | VA | Caroline | 4 | Natural Gas Fired Combustion Turbine | GT |  | S | X | X |  |  | 178.5 | 0.85 | 160 | 183 | 90 | N |  |  | OP | X | 6 | 2008 |  |  | N | Electric Utility | 1 | X | NG | DFO | [11 empty] | 1H | [23 empty] | Y | N | Y | 7839 | 4915686 | 475466.999 | 10338.6481 | 38.5865 |  |  | 2047 | 1 | 7839
221 | 19876 | Virginia Electric & Power Co | 7839 | Ladysmith | VA | Caroline | 5 | Natural Gas Fired Combustion Turbine | GT |  | S | X | X |  |  | 178.5 | 0.85 | 160 | 183 | 90 | N |  |  | OP | X | 4 | 2009 |  |  | N | Electric Utility | 1 | X | NG | DFO | [8 empty] | N |  |  | 1H | [23 empty] | Y | N | Y | 7839 | 4915686 | 475466.999 | 10338.6481 | 38.5865 |  |  | 2047 | 11 | 7839
222 | 25422 | Buckeye Power, Inc | 7872 | Robert P Mone Plant | OH | Van Wert | 1 | Natural Gas Fired Combustion Turbine | GT |  | S | X | X | 32419345 | 32419345 | 198 | 0.85 | 145 | 180 | 100 | N |  |  | OP | X | 7 | 2002 |  |  | N | Electric Utility | 1 | X | NG | DFO | [8 empty] | N | N | 0 | 1H | [23 empty] | Y | N | Y | 7872 | 3051677 | 279393.001 | 10922.5249 | 39.8401 |  |  | 2042 | 5 | 7872
223 | 25422 | Buckeye Power, Inc | 7872 | Robert P Mone Plant | OH | Van Wert | 2 | Natural Gas Fired Combustion Turbine | GT |  | S | X | X | 32419347 | 32419347 | 198 | 0.85 | 145 | 180 | 100 | N |  |  | OP | X | 7 | 2002 |  |  | N | Electric Utility | 1 | X | NG | DFO | [8 empty] | N | N | 0 | 1H | [23 empty] | Y | N | Y | 7872 | 3051677 | 279393.001 | 10922.5249 | 39.8401 |  |  | 2042 | 5 | 7872
224 | 25422 | Buckeye Power, Inc | 7872 | Robert P Mone Plant | OH | Van Wert | 3 | Natural Gas Fired Combustion Turbine | GT |  | S | X | X | 32419349 | 32419349 | 198 | 0.85 | 145 | 180 | 100 | N |  |  | OP | X | 7 | 2002 |  |  | N | Electric Utility | 1 | X | NG | DFO | [8 empty] | N | N | 0 | 1H | [23 empty] | Y | N | Y | 7872 | 3051677 | 279393.001 | 10922.5249 | 39.8401 |  |  | 2042 | 5 | 7872
225 | 5084 | Delaware Municipal Electric Corp | 7962 | Warren F Sam Beasley Generation Station | DE | Kent | 1 | Natural Gas Fired Combustion Turbine | GT |  | S | X | X | Clayton 13 KV G1 |  | 45 | 0.85 | 48 | 48 | 2 | N |  |  | OP | X | 4 | 2002 |  |  | N | Electric Utility | 1 | X | NG | DFO | [8 empty] | N | N |  | 1H | [23 empty] | Y | N | Y | 7962 | 260967 | 21565 | 12101.4143 | 16.068 |  |  | 2018 | 5 | 7962
226 | 5084 | Delaware Municipal Electric Corp | 7962 | Warren F Sam Beasley Generation Station | DE | Kent | 2 | Natural Gas Fired Combustion Turbine | GT |  | S | X | X | Clayton 13 KV G2 |  | 51 | 0.85 | 50 | 50 | 2 | N |  |  | OP | X | 11 | 2012 |  |  | N | Electric Utility | 1 | X | NG | DFO | [8 empty] | N | N |  | 1H | [23 empty] | Y | N | Y | 7962 | 260967 | 21565 | 12101.4143 | 16.0047 |  |  | 2028 | 11 | 7962
227 | 56606 | Calpine New Jersey Generation LLC | 8008 | Mickleton Station | NJ | Gloucester | MICK | Natural Gas Fired Combustion Turbine | GT |  | S | X | X |  |  | 71.2 | 0.9 | 63.7 | 78 | 57.3 | N |  |  | OP | X | 6 | 1974 | 6 | 2024 | N | IPP Non-CHP | 2 | X | NG | [9 empty] | N |  |  | 1H | [23 empty] | N |  | N | 8008 | 55033 | 3150 | 17470.7937 | 45.5177 |  |  | 2019 | 12 | 8008
228 | 6035 | Constellation Power, Inc | 8012 | Croydon CT Generating Station | PA | Bucks | 11 | Petroleum Liquids | GT |  | S | X | X | CROYDON 13 KV UNIT11 | CROYDON 13 KV UNIT11 | 68.3 | 0.9 | 49 | 64 | 10 | N |  |  | OP | X | 6 | 1974 |  |  | N | IPP Non-CHP | 2 | X | DFO | [9 empty] | N | N |  | 1H | [23 empty] | N |  |  | 8012 | 68396 | 4895.001 | 13972.6223 | 41.4254 |  |  | 2015 | 11 | 8012
229 | 6035 | Constellation Power, Inc | 8012 | Croydon CT Generating Station | PA | Bucks | 12 | Petroleum Liquids | GT |  | S | X | X | CROYDON 13 KV UNIT12 | CROYDON 13 KV UNIT12 | 68.3 | 0.9 | 49 | 64 | 10 | N |  |  | OP | X | 6 | 1974 |  |  | N | IPP Non-CHP | 2 | X | DFO | [9 empty] | N | N |  | 1H | [23 empty] | N |  |  | 8012 | 68396 | 4895.001 | 13972.6223 | 41.4254 |  |  | 2015 | 11 | 8012
230 | 6035 | Constellation Power, Inc | 8012 | Croydon CT Generating Station | PA | Bucks | 21 | Petroleum Liquids | GT |  | S | X | X | CROYDON 13 KV UNIT21 | CROYDON 13 KV UNIT21 | 68.3 | 0.9 | 49 | 64 | 10 | N |  |  | OP | X | 6 | 1974 |  |  | N | IPP Non-CHP | 2 | X | DFO | [9 empty] | N | N |  | 1H | [23 empty] | N |  |  | 8012 | 68396 | 4895.001 | 13972.6223 | 41.4254 |  |  | 2015 | 11 | 8012
231 | 6035 | Constellation Power, Inc | 8012 | Croydon CT Generating Station | PA | Bucks | 22 | Petroleum Liquids | GT |  | S | X | X | CROYDON 13 KV UNIT22 | CROYDON 13 KV UNIT22 | 68.3 | 0.9 | 49 | 64 | 10 | N |  |  | OP | X | 6 | 1974 |  |  | N | IPP Non-CHP | 2 | X | DFO | [9 empty] | N | N |  | 1H | [23 empty] | N |  |  | 8012 | 68396 | 4895.001 | 13972.6223 | 41.4254 |  |  | 2015 | 11 | 8012
232 | 6035 | Constellation Power, Inc | 8012 | Croydon CT Generating Station | PA | Bucks | 31 | Petroleum Liquids | GT |  | S | X | X | CROYDON 13 KV UNIT31 | CROYDON 13 KV UNIT31 | 68.3 | 0.9 | 49 | 64 | 10 | N |  |  | OP | X | 8 | 1974 |  |  | N | IPP Non-CHP | 2 | X | DFO | [9 empty] | N | N |  | 1H | [23 empty] | N |  |  | 8012 | 68396 | 4895.001 | 13972.6223 | 41.4254 |  |  | 2016 | 1 | 8012
233 | 6035 | Constellation Power, Inc | 8012 | Croydon CT Generating Station | PA | Bucks | 32 | Petroleum Liquids | GT |  | S | X | X | CROYDON 13 KV UNIT32 | CROYDON 13 KV UNIT32 | 68.3 | 0.9 | 48 | 64 | 10 | N |  |  | OP | X | 8 | 1974 |  |  | N | IPP Non-CHP | 2 | X | DFO | [9 empty] | N | N |  | 1H | [23 empty] | N |  |  | 8012 | 68396 | 4895.001 | 13972.6223 | 41.4254 |  |  | 2016 | 1 | 8012
234 | 6035 | Constellation Power, Inc | 8012 | Croydon CT Generating Station | PA | Bucks | 41 | Petroleum Liquids | GT |  | S | X | X | CROYDON 13 KV UNIT41 | CROYDON 13 KV UNIT41 | 68.3 | 0.9 | 49 | 64 | 10 | N |  |  | OP | X | 7 | 1974 |  |  | N | IPP Non-CHP | 2 | X | DFO | [9 empty] | N | N |  | 1H | [23 empty] | N |  |  | 8012 | 68396 | 4895.001 | 13972.6223 | 41.4254 |  |  | 2015 | 12 | 8012
235 | 6035 | Constellation Power, Inc | 8012 | Croydon CT Generating Station | PA | Bucks | 42 | Petroleum Liquids | GT |  | S | X | X | CROYDON 13 KV UNIT42 | CROYDON 13 KV UNIT42 | 68.3 | 0.9 | 49 | 64 | 10 | N |  |  | OP | X | 7 | 1974 |  |  | N | IPP Non-CHP | 2 | X | DFO | [9 empty] | N | N |  | 1H | [23 empty] | N |  |  | 8012 | 68396 | 4895.001 | 13972.6223 | 41.4254 |  |  | 2015 | 12 | 8012
236 | 65384 | Cartier Energy, LLC | 10030 | Energy Center Dover | DE | Kent | KD-2 | Natural Gas Fired Combustion Turbine | GT |  | S | X | X | Kent 13kv -DoverCT2 (KD2) | Kent 13kv -DoverCT2 | 50 | 0.85 | 44 | 50 | 30 | N |  |  | OP | X | 6 | 2001 |  |  | N | IPP CHP | 3 | X | NG | DFO | [8 empty] | N | N |  | 1H | [23 empty] | Y | N | Y | 10030 | 241294 | 33238 | 7259.5824 | 29.3834 |  |  | 2030 | 11 | 10030
237 | 62860 | COE Bridgewater LLC c/o Thor Equities, LLC | 10122 | CIP II/AR Bridgewater Holdings - NJCOE | NJ | Somerset | 2 | Natural Gas Fired Combustion Turbine | GT |  | S | X | X |  |  | 5 | 0.9 | 4.1 | 4.2 | 2 | N |  |  | OP | X | 11 | 2002 |  |  | Y | Commercial CHP | 5 | T | NG | DFO | [8 empty] | N | N |  | 1H |  |  |  |  | N | [15 empty] | N |  |  | Y | N | Y | 10122 | 113738 | 25480.98 | 4463.6431 | 21.1928 |  |  | 2024 | 1 | 10122
238 | 60557 | PB Nutclif Master, LLC | 10123 | Hoffmann LaRoche | NJ | Essex | TG01 | Natural Gas Fired Combustion Turbine | GT |  | S | X | X |  |  | 5.3 | 0.9 | 4.1 | 5.3 | 2.8 | N |  |  | OP | X | 5 | 2004 |  |  | Y | Industrial CHP | 7 | T | NG | DFO |  |  |  |  | NG |  |  |  | N | N |  | 1H | [20 empty] | N |  |  | Y | N | Y | 10123 | 204000 | 50223 | 4061.884 | 21.6495 |  |  | 2026 | 1 | 10123
239 | 60557 | PB Nutclif Master, LLC | 10123 | Hoffmann LaRoche | NJ | Essex | TG03 | Natural Gas Fired Combustion Turbine | GT |  | S | X | X |  |  | 5.3 | 0.9 | 4.1 | 5.3 | 2.8 | N |  |  | OP | X | 5 | 2004 |  |  | Y | Industrial CHP | 7 | T | NG | DFO |  |  |  |  | NG |  |  |  | N | N |  | 1H | [20 empty] | N |  |  | Y | N | Y | 10123 | 204000 | 50223 | 4061.884 | 21.6495 |  |  | 2026 | 1 | 10123
240 | 56214 | Hazleton Generation LLC | 10870 | Hazelton | PA | Luzerne | GEN1 | Natural Gas Fired Combustion Turbine | GT |  | S | X | X |  |  | 72.5 | 0.8 | 58.9 | 58.9 | 12 | N |  |  | SB | Y | 1 | 1989 |  |  | N | IPP Non-CHP | 2 | X | NG | DFO | [8 empty] | N | N |  | 1H | [20 empty] | N |  |  | Y | N | Y | 10870 | 473134 | 39498.999 | 11978.3795 | 13.4518 |  |  | 2002 | 6 | 10870
241 | 56214 | Hazleton Generation LLC | 10870 | Hazelton | PA | Luzerne | GEN2 | Natural Gas Fired Combustion Turbine | GT |  | S | X | X |  |  | 33 | 0.8 | 28.3 | 29.8 | 12 | N |  |  | SB | Y | 6 | 2002 |  |  | N | IPP Non-CHP | 2 | X | NG | DFO | [8 empty] | N | N | 0 | 1H | [20 empty] | N |  |  | Y | N | Y | 10870 | 473134 | 39498.999 | 11978.3795 | 13.1275 |  |  | 2015 | 8 | 10870
242 | 56214 | Hazleton Generation LLC | 10870 | Hazelton | PA | Luzerne | GEN3 | Natural Gas Fired Combustion Turbine | GT |  | S | X | X |  |  | 33 | 0.8 | 29.3 | 31 | 12 | N |  |  | SB | Y | 6 | 2002 |  |  | N | IPP Non-CHP | 2 | X | NG | DFO | [8 empty] | N | N | 0 | 1H | [20 empty] | N |  |  | Y | N | Y | 10870 | 473134 | 39498.999 | 11978.3795 | 13.1275 |  |  | 2015 | 8 | 10870
243 | 56214 | Hazleton Generation LLC | 10870 | Hazelton | PA | Luzerne | GEN4 | Natural Gas Fired Combustion Turbine | GT |  | S | X | X |  |  | 33 | 0.8 | 29.1 | 31.2 | 12 | N |  |  | SB | Y | 6 | 2002 |  |  | N | IPP Non-CHP | 2 | X | NG | DFO | [8 empty] | N | N | 0 | 1H | [20 empty] | N |  |  | Y | N | Y | 10870 | 473134 | 39498.999 | 11978.3795 | 13.1275 |  |  | 2015 | 8 | 10870
244 | 22174 | PEI Power Corp | 50279 | Archbald Power Station | PA | Lackawanna | GEN5 | Landfill Gas | GT |  | S | X | X | 87901559 | ARCHTAP 13 KV PEI 5 | 4.6 | 1 | 4 | 4.6 | 2 | N |  |  | OP | X | 2 | 2010 |  |  | N | IPP Non-CHP | 2 | X | LFG | [5 empty] | OG |  |  |  | N | N |  | 1H |  |  |  | N | [19 empty] | N | N | N | 50279 | 691363 | 64801 | 10669.0175 | 21.7238 |  |  | 2031 | 11 | 50279
245 | 22174 | PEI Power Corp | 50279 | Archbald Power Station | PA | Lackawanna | GEN6 | Landfill Gas | GT |  | S | X | X | 87901561 | ARCHTAP 13 KV PEI 6 | 4.6 | 1 | 4 | 4.6 | 2 | N |  |  | OP | X | 2 | 2010 |  |  | N | IPP Non-CHP | 2 | X | LFG | [5 empty] | OG |  |  |  | N | N |  | 1H |  |  |  | N | [19 empty] | N | N | N | 50279 | 691363 | 64801 | 10669.0175 | 21.7238 |  |  | 2031 | 11 | 50279
246 | 22174 | PEI Power Corp | 50279 | Archbald Power Station | PA | Lackawanna | Gen2 | Natural Gas Fired Combustion Turbine | GT |  | S | X | X | 1048036 | ARCHBTAP13 KV PEI 2 | 60.5 | 1 | 43.7 | 50 | 25 | N |  |  | OP | X | 5 | 2001 |  |  | N | IPP Non-CHP | 2 | X | NG | [5 empty] | NG |  |  |  | N | N |  | 1H | [23 empty] | N | N | N | 50279 | 691363 | 64801 | 10669.0175 | 21.1717 |  |  | 2022 | 7 | 50279
247 | 19564 | University of Notre Dame | 50366 | University of Notre Dame | IN | St Joseph | GT1 | Natural Gas Fired Combustion Turbine | GT |  | S | X | X |  |  | 5.4 | 0.8 | 5.6 | 4.7 | 2.7 | N |  |  | OP | X | 6 | 2019 |  |  | Y | Commercial CHP | 5 | T | NG | [9 empty] | N | N |  | 1H | [23 empty] | N | N | N | 50366 | 84874 | 15601.6 | 5440.0831 | 28.1479 |  |  | 2047 | 8 | 50366
248 | 19564 | University of Notre Dame | 50366 | University of Notre Dame | IN | St Joseph | GT2 | Natural Gas Fired Combustion Turbine | GT |  | S | X | X |  |  | 5.4 | 0.8 | 5.6 | 4.7 | 2.7 | N |  |  | OP | X | 6 | 2019 |  |  | Y | Commercial CHP | 5 | T | NG | [9 empty] | N | N |  | 1H | [23 empty] | N | N |  | 50366 | 84874 | 15601.6 | 5440.0831 | 28.1479 |  |  | 2047 | 8 | 50366
249 | 15394 | Procter & Gamble Ppr Prdts Co | 50463 | Procter & Gamble Mehoopany Mill | PA | Wyoming | GEN1 | Natural Gas Fired Combustion Turbine | GT |  | S | X | X |  |  | 53.6 | 0.8 | 40 | 59 | 30 | N |  |  | OP | X | 6 | 1985 |  |  | Y | Industrial CHP | 7 | T | NG | [9 empty] | N | N |  | 12H | [23 empty] | N | N | N | 50463 | 5149165 | 837643 | 6147.2071 | 30.7864 |  |  | 2016 | 3 | 50463
250 | 15394 | Procter & Gamble Ppr Prdts Co | 50463 | Procter & Gamble Mehoopany Mill | PA | Wyoming | GEN3 | Natural Gas Fired Combustion Turbine | GT |  | S | X | X |  |  | 64 | 0.85 | 64 | 64 | 20 | N |  |  | OP | X | 4 | 2013 |  |  | N | Industrial CHP | 7 | X | NG | [9 empty] | N | N |  | 12H | [23 empty] | N | N | N | 50463 | 5149165 | 837643 | 6147.2071 | 29.4535 |  |  | 2042 | 9 | 50463
251 | 54843 | WM Illinois Renewable Energy LLC | 50563 | Settlers Hill Gas Recovery | IL | Kane | GEN1 | Landfill Gas | GT |  | S | X | X | Zonal | Zonal | 3 | 0.98 | 2.9 | 3.3 | 1 | N |  |  | OP | X | 10 | 1988 |  |  | N | IPP Non-CHP | 2 | X | LFG | [9 empty] | N |  |  | 1H | [23 empty] | N | N | N | 50563 | 578938 | 27797 | 20827.3555 | 35.8453 |  |  | 2024 | 8 | 50563
252 | 54843 | WM Illinois Renewable Energy LLC | 50563 | Settlers Hill Gas Recovery | IL | Kane | GEN2 | Landfill Gas | GT |  | S | X | X | Zonal | Zonal | 3 | 0.98 | 2.9 | 3.3 | 1 | N |  |  | OP | X | 5 | 1998 |  |  | N | IPP Non-CHP | 2 | X | LFG | [9 empty] | N |  |  | 1H | [23 empty] | N | N | N | 50563 | 578938 | 27797 | 20827.3555 | 35.8453 |  |  | 2034 | 3 | 50563
253 | 54843 | WM Illinois Renewable Energy LLC | 50573 | CID Gas Recovery | IL | Cook | GEN2 | Landfill Gas | GT |  | S | X | X | Zonal | Zonal | 3 | 0.98 | 2.9 | 3.3 | 1 | N |  |  | OP | X | 3 | 1989 |  |  | N | IPP Non-CHP | 2 | X | LFG | [9 empty] | N |  |  | 1H | [23 empty] | N | N | N | 50573 | 353505 | 19059 | 18547.9301 | 21.8775 |  |  | 2011 | 2 | 50573
254 | 54843 | WM Illinois Renewable Energy LLC | 50575 | Lake Gas Recovery | IL | Cook | GEN2 | Landfill Gas | GT |  | S | X | X | Zonal | Zonal | 3 | 0.98 | 2.9 | 3.3 | 1 | N |  |  | OP | X | 8 | 1993 |  |  | N | IPP Non-CHP | 2 | X | LFG | [9 empty] | N |  |  | 1H | [23 empty] | N | N | N | 50575 | 286495 | 14154 | 20241.2746 | 35.3819 |  |  | 2029 | 1 | 50575
255 | 54843 | WM Illinois Renewable Energy LLC | 50575 | Lake Gas Recovery | IL | Cook | GEN3 | Landfill Gas | GT |  | S | X | X | Zonal | Zonal | 3 | 0.98 | 2.9 | 3.3 | 1 | N |  |  | OP | X | 8 | 1993 |  |  | N | IPP Non-CHP | 2 | X | LFG | [9 empty] | N |  |  | 1H | [23 empty] | N | N | N | 50575 | 286495 | 14154 | 20241.2746 | 35.3819 |  |  | 2029 | 1 | 50575
256 | 5519 | ExxonMobil Oil Corp | 50627 | ExxonMobil Oil Joliet Refinery | IL | Will | GTG1 | Other Gases | GT |  | S | X | X |  |  | 22 | 0.8 | 22 | 22 | 6 | N |  |  | OP | X | 11 | 1987 |  |  | Y | Industrial CHP | 7 | T | OG | NG | [8 empty] | N | N |  | 12H | [23 empty] | Y | N | N | 50627 | 1183264 | 139342.28 | 8491.7801 | 25.5571 |  |  | 2013 | 6 | 50627
257 | 19691 | Paulsboro Refining Company - LLC | 50628 | Paulsboro Refinery | NJ | Gloucester | GEN1 | Natural Gas Fired Combustion Turbine | GT | UTI1 | S | X | X |  |  | 30.5 | 0.8 | 27 | 30.5 | 2 | N |  |  | OP | X | 9 | 1991 |  |  | Y | Industrial CHP | 7 | T | NG | OG | DFO |  |  |  | NG |  |  |  | N | N |  | 12H | [23 empty] | Y | N | N | 50628 | 678186 | 132456.8 | 5120.0542 | 28.1391 |  |  | 2019 | 11 | 50628
258 | 64451 | INEOS US Chemicals Company - Naperville Campus | 50722 | INEOS Naperville Cogeneration Plant | IL | DuPage | GEN1 | Natural Gas Fired Combustion Turbine | GT |  | S | X | X |  |  | 8.3 | 0.8 | 7 | 11 | 4.3 | N |  |  | OP | X | 12 | 1990 | 12 | 2023 | Y | Commercial CHP | 5 | T | NG | [9 empty] | N | N |  | 12H |  |  |  | N | [19 empty] | N | N | N | 50722 | 385897 | 75369.84 | 5120.0454 | 30.4492 |  |  | 2021 | 5 | 50722
259 | 5310 | Doswell Ltd Partnership | 52019 | Doswell Energy Center | VA | Hanover | GEN7 | Natural Gas Fired Combustion Turbine | GT |  | S | X | X | 71856761 | 71856761 | 187 | 0.9 | 170 | 188 | 74.5 | N |  |  | OP | X | 3 | 2001 |  |  | N | IPP Non-CHP | 2 | X | NG | DFO | [8 empty] | N | N |  | 1H | [23 empty] | Y | N | Y | 52019 | 10164807 | 879125.003 | 11562.4137 | 31.6272 |  |  | 2032 | 11 | 52019
260 | 5310 | Doswell Ltd Partnership | 52019 | Doswell Energy Center | VA | Hanover | GEN8 | Natural Gas Fired Combustion Turbine | GT |  | S | X | X | 1379268472 | 1379268472 | 187 | 0.9 | 165 | 188 | 90 | N |  |  | OP | X | 3 | 2018 |  |  | N | IPP Non-CHP | 2 | X | NG | [9 empty] | N | N |  | 1H | [23 empty] | N | N | N | 52019 | 10164807 | 879125.003 | 11562.4137 | 31.6272 |  |  | 2049 | 11 | 52019
261 | 5310 | Doswell Ltd Partnership | 52019 | Doswell Energy Center | VA | Hanover | GEN9 | Natural Gas Fired Combustion Turbine | GT |  | S | X | X | 1379268471 | 1379268471 | 187 | 0.9 | 165 | 188 | 90 | N |  |  | OP | X | 4 | 2018 |  |  | N | IPP Non-CHP | 2 | X | NG | [9 empty] | N | N |  | 1H | [23 empty] | N | N | N | 52019 | 10164807 | 879125.003 | 11562.4137 | 31.6272 |  |  | 2049 | 12 | 52019
262 | 65792 | IIT Energy Tech Partners, LLC | 52021 | ITT Cogen Facility | IL | Cook | GEN1 | Natural Gas Fired Combustion Turbine | GT |  | S | X | X | 33092313 | 33092313 | 3.7 | 0.8 | 3.5 | 3.7 | 0.1 | N |  |  | OS | X | 5 | 1991 | 4 | 2025 | Y | Commercial CHP | 5 | T | NG | DFO |  |  |  |  | NG |  |  |  | N | N | 0 | 1H |  |  |  |  | N | [15 empty] | N |  |  | Y | N | Y | 52021 | 2177 | 134 | 16246.2687 | 22.2742 |  |  | 2013 | 8 | 52021
263 | 65792 | IIT Energy Tech Partners, LLC | 52021 | ITT Cogen Facility | IL | Cook | GEN2 | Natural Gas Fired Combustion Turbine | GT |  | S | X | X | 33092313 | 33092313 | 3.7 | 0.8 | 3.5 | 3.7 | 0.1 | N |  |  | OS | X | 5 | 1991 | 4 | 2025 | Y | Commercial CHP | 5 | T | NG | DFO |  |  |  |  | NG |  |  |  | N | N |  | 1H |  |  |  |  | N | [15 empty] | N |  |  | Y | N | Y | 52021 | 2177 | 134 | 16246.2687 | 22.2742 |  |  | 2013 | 8 | 52021
264 | 19876 | Virginia Electric & Power Co | 52087 | Elizabeth River Power Station | VA | Chesapeake City | GEN1 | Natural Gas Fired Combustion Turbine | GT |  | S | X | X |  |  | 129.6 | 0.9 | 116 | 121 | 78 | N |  |  | SB | Y | 6 | 1992 |  |  | N | Electric Utility | 1 | X | NG | DFO | [8 empty] | N |  |  | 1H | [23 empty] | Y | N | Y | 52087 | 513135 | 43910 | 11686.0624 | 17.6219 |  |  | 2010 | 1 | 52087
265 | 19876 | Virginia Electric & Power Co | 52087 | Elizabeth River Power Station | VA | Chesapeake City | GEN2 | Natural Gas Fired Combustion Turbine | GT |  | S | X | X |  |  | 129.6 | 0.9 | 116 | 120 | 78 | N |  |  | SB | Y | 6 | 1992 |  |  | N | Electric Utility | 1 | X | NG | DFO | [8 empty] | N |  |  | 1H | [23 empty] | Y | N | Y | 52087 | 513135 | 43910 | 11686.0624 | 17.6219 |  |  | 2010 | 1 | 52087
266 | 19876 | Virginia Electric & Power Co | 52087 | Elizabeth River Power Station | VA | Chesapeake City | GEN3 | Natural Gas Fired Combustion Turbine | GT |  | S | X | X |  |  | 129.6 | 0.9 | 116 | 124 | 78 | N |  |  | SB | Y | 6 | 1992 |  |  | N | Electric Utility | 1 | X | NG | DFO | [8 empty] | N |  |  | 1H | [23 empty] | Y | N | Y | 52087 | 513135 | 43910 | 11686.0624 | 17.6219 |  |  | 2010 | 1 | 52087
267 | 12303 | Merck & Co Inc-West Point | 52149 | West Point (PA) | PA | Montgomery | COG3 | Natural Gas Fired Combustion Turbine | GT |  | S | X | X | MERCK 13 KV MERCK1-2 | MERCK 13 KV MERCK1-2 | 38.4 | 0.85 | 38.5 | 40 | 20 | N |  |  | OP | X | 4 | 2001 |  |  | Y | Industrial CHP | 7 | T | NG | [9 empty] | N | N |  | 1H | [23 empty] | N | N | N | 52149 | 1417498 | 293137.6 | 4835.6062 | 29.4384 |  |  | 2030 | 9 | 52149
268 | 12303 | Merck & Co Inc-West Point | 52149 | West Point (PA) | PA | Montgomery | GEN2 | Natural Gas Fired Combustion Turbine | GT |  | S | X | X | MERCK 13 KV MERCK1-2 | MERCK 13 KV MERCK1-2 | 32.3 | 0.9 | 24.5 | 26 | 15 | N |  |  | OP | X | 1 | 1989 |  |  | Y | Industrial CHP | 7 | T | NG | [9 empty] | N | N |  | 1H | [23 empty] | N | N | N | 52149 | 1417498 | 293137.6 | 4835.6062 | 29.3416 |  |  | 2018 | 5 | 52149
269 | 56605 | Delaware City Refining Company LLC | 52193 | Delaware City Plant | DE | New Castle | CT1 | Natural Gas Fired Combustion Turbine | GT |  | S | X | X | Motiva | Motiva | 92 | 1 | 65 | 72 | 45 | N |  |  | OP | X | 5 | 2000 |  |  | Y | Industrial CHP | 7 | T | NG | [5 empty] | NG |  |  |  | N | N |  | 12H | [23 empty] | N | N |  | 52193 | 3528448 | 658207 | 5360.6966 | 29.5799 |  |  | 2029 | 12 | 52193
270 | 56605 | Delaware City Refining Company LLC | 52193 | Delaware City Plant | DE | New Castle | CT2 | Natural Gas Fired Combustion Turbine | GT |  | S | X | X | Motiva | Motiva | 92 | 1 | 65 | 72 | 45 | N |  |  | OP | X | 5 | 2000 |  |  | Y | Industrial CHP | 7 | T | NG | [5 empty] | NG |  |  |  | N | N |  | 12H | [23 empty] | N | N |  | 52193 | 3528448 | 658207 | 5360.6966 | 29.5799 |  |  | 2029 | 12 | 52193
271 | 19528 | University of Illinois | 54044 | University of Illinois Cogen Facility | IL | Cook | CT1 | Natural Gas Fired Combustion Turbine | GT |  | S | X | X |  |  | 7.8 | 0.86 | 6.4 | 7.8 | 0.5 | N |  |  | OP | X | 1 | 2002 |  |  | Y | Commercial CHP | 5 | T | NG | [9 empty] | N | N |  | 1H | [20 empty] | N |  |  | N | N |  | 54044 | 489018 | 98319.48 | 4973.7651 | 29.9258 |  |  | 2031 | 12 | 54044
272 | 19528 | University of Illinois | 54044 | University of Illinois Cogen Facility | IL | Cook | CT2 | Natural Gas Fired Combustion Turbine | GT |  | S | X | X |  |  | 7.8 | 0.86 | 6.4 | 7.8 | 0.5 | N |  |  | OP | X | 1 | 2002 |  |  | Y | Commercial CHP | 5 | T | NG | [9 empty] | N | N |  | 1H | [20 empty] | N |  |  | N | N | N | 54044 | 489018 | 98319.48 | 4973.7651 | 29.9258 |  |  | 2031 | 12 | 54044
273 | 19528 | University of Illinois | 54044 | University of Illinois Cogen Facility | IL | Cook | CT3 | Natural Gas Fired Combustion Turbine | GT |  | S | X | X |  |  | 7.8 | 0.86 | 6.4 | 7.8 | 0.5 | N |  |  | OP | X | 1 | 2002 |  |  | Y | Commercial CHP | 5 | T | NG | [9 empty] | N | N |  | 1H | [20 empty] | N |  |  | N | N | N | 54044 | 489018 | 98319.48 | 4973.7651 | 29.9258 |  |  | 2031 | 12 | 54044
274 | 7564 | Grays Ferry Cogen Partnership | 54785 | Grays Ferry Cogeneration | PA | Philadelphia | GEN2 | Natural Gas Fired Combustion Turbine | GT | CC1 | S | X | X | GRAYFR_113 KV 1 CT | GRAYFR_113 KV 1 CT | 135 | 0.85 | 114 | 127 | 52 | N |  |  | OP | X | 10 | 1997 |  |  | Y | IPP CHP | 3 | T | NG | [5 empty] | NG |  |  |  | N | N |  | 12H | [23 empty] | N | N | N | 54785 | 3737445 | 722827 | 5170.5941 | 18.6015 |  |  | 2016 | 5 | 54785
275 | 8683 | CSL Behring LLC | 54790 | CSL Behring LLC | IL | Kankakee | GEN1 | Natural Gas Fired Combustion Turbine | GT |  | S | X | X |  |  | 4.2 | 0.9 | 3.8 | 5.3 | 0.1 | N |  |  | OP | X | 5 | 1993 |  |  | Y | Industrial CHP | 7 | T | NG | [9 empty] | N | N |  | 1H | [20 empty] | N |  |  | N | N | N | 54790 | 395465 | 26658 | 14834.7588 | 21.9483 |  |  | 2015 | 4 | 54790
276 | 2265 | Bristol-Myers Squibb Co | 54829 | Bristol Myers Squibb New Brunswick | NJ | Middlesex | GEN1 | Natural Gas Fired Combustion Turbine | GT |  | S | X | X |  |  | 9.5 | 0.8 | 8.8 | 10.5 | 5.8 | N |  |  | OP | X | 7 | 1992 |  |  | Y | Industrial CHP | 7 | T | NG | DFO |  |  |  |  | NG |  |  |  | N | N |  | 1H | [20 empty] | N |  |  | Y | N | Y | 54829 | 277321 | 56762 | 4885.6806 | 31.5369 |  |  | 2024 | 1 | 54829
277 | 54843 | WM Illinois Renewable Energy LLC | 55014 | Greene Valley Gas Recovery | IL | DuPage | GEN1 | Landfill Gas | GT |  | S | X | X | Zonal | Zonal | 3.3 | 0.98 | 2.9 | 3.3 | 1 | N |  |  | OP | X | 5 | 1996 |  |  | N | IPP Non-CHP | 2 | X | LFG | [9 empty] | N |  |  | 1H | [23 empty] | N | N | N | 55014 | 619941 | 29868 | 20756.0265 | 33.6344 |  |  | 2030 | 1 | 55014
278 | 54843 | WM Illinois Renewable Energy LLC | 55014 | Greene Valley Gas Recovery | IL | DuPage | GEN2 | Landfill Gas | GT |  | S | X | X | Zonal | Zonal | 3.3 | 0.98 | 2.9 | 3.3 | 1 | N |  |  | OP | X | 5 | 1996 |  |  | N | IPP Non-CHP | 2 | X | LFG | [9 empty] | N |  |  | 1H | [23 empty] | N | N | N | 55014 | 619941 | 29868 | 20756.0265 | 33.6344 |  |  | 2030 | 1 | 55014
279 | 9267 | Hoosier Energy R E C, Inc | 55054 | Livingston Generating Facility | IL | Livingston | 1 | Landfill Gas | GT |  | S | X | X |  |  | 5 | 0.8 | 3.6 | 3.8 | 1.5 | N |  |  | OP | X | 12 | 1999 |  |  | N | Electric Utility | 1 | X | LFG | [9 empty] | N | N |  | 10M | [23 empty] | N |  |  | 55054 | 1168063 | 64532 | 18100.5238 | 33.2247 |  |  | 2033 | 3 | 55054
280 | 9267 | Hoosier Energy R E C, Inc | 55054 | Livingston Generating Facility | IL | Livingston | 3 | Landfill Gas | GT |  | S | X | X |  |  | 5 | 0.8 | 3.6 | 3.8 | 1.5 | N |  |  | OP | X | 12 | 1999 |  |  | N | Electric Utility | 1 | X | LFG | [9 empty] | N | N |  | 10M | [23 empty] | N |  |  | 55054 | 1168063 | 64532 | 18100.5238 | 33.2247 |  |  | 2033 | 3 | 55054
281 | 9267 | Hoosier Energy R E C, Inc | 55054 | Livingston Generating Facility | IL | Livingston | GEN2 | Landfill Gas | GT |  | S | X | X |  |  | 5 | 0.8 | 3.6 | 3.8 | 1.5 | N |  |  | OP | X | 1 | 2000 |  |  | N | Electric Utility | 1 | X | LFG | [9 empty] | N | N |  | 10M | [23 empty] | N |  |  | 55054 | 1168063 | 64532 | 18100.5238 | 33.2247 |  |  | 2033 | 4 | 55054
282 | 64030 | Lincoln Operating Services, LLC | 55109 | Rocky Road Power LLC | IL | Kane | T4 | Natural Gas Fired Combustion Turbine | GT |  | W | X | X | 32417671 | 32417671 | 122.4 | 0.85 | 104.9 | 126.8 | 65 | N |  |  | OP | X | 6 | 2000 |  |  | N | IPP Non-CHP | 2 | X | NG | [9 empty] | N | N |  | 1H | [23 empty] | N | N | N | 55109 | 1675431 | 140188 | 11951.3154 | 11.9502 |  |  | 2012 | 5 | 55109
283 | 64030 | Lincoln Operating Services, LLC | 55109 | Rocky Road Power LLC | IL | Kane | TG1 | Natural Gas Fired Combustion Turbine | GT |  | W | X | X | 32417665 | 32417665 | 125.8 | 0.85 | 101.4 | 116.9 | 65 | N |  |  | OP | X | 6 | 1999 |  |  | N | IPP Non-CHP | 2 | X | NG | [9 empty] | N | N |  | 1H | [23 empty] | N | N | N | 55109 | 1675431 | 140188 | 11951.3154 | 11.9502 |  |  | 2011 | 5 | 55109
284 | 64030 | Lincoln Operating Services, LLC | 55109 | Rocky Road Power LLC | IL | Kane | TG2 | Natural Gas Fired Combustion Turbine | GT |  | W | X | X | 32417667 | 32417667 | 125.8 | 0.85 | 103.6 | 118.4 | 65 | N |  |  | OP | X | 6 | 1999 |  |  | N | IPP Non-CHP | 2 | X | NG | [9 empty] | N | N |  | 1H | [23 empty] | N | N | N | 55109 | 1675431 | 140188 | 11951.3154 | 11.9502 |  |  | 2011 | 5 | 55109
285 | 64030 | Lincoln Operating Services, LLC | 55109 | Rocky Road Power LLC | IL | Kane | TG3 | Natural Gas Fired Combustion Turbine | GT |  | W | X | X | 32417669 | 32417669 | 41.5 | 0.9 | 28.7 | 35 | 18 | N |  |  | OP | X | 6 | 1999 |  |  | N | IPP Non-CHP | 2 | X | NG | [9 empty] | N | N |  | 1H | [23 empty] | N | N | N | 55109 | 1675431 | 140188 | 11951.3154 | 12.7572 |  |  | 2012 | 3 | 55109
286 | 15470 | Duke Energy Indiana, LLC | 55110 | Madison | OH | Butler | CT1 | Natural Gas Fired Combustion Turbine | GT |  | S | X | X | CP/Comm Pricing | CP/Comm Pricing | 86.5 | 0.85 | 71 | 88 | 50 | N |  |  | OP | X | 6 | 2000 |  |  | N | Electric Utility | 1 | X | NG | [9 empty] | N | N |  | 1H | [23 empty] | N |  |  | 55110 | 6790756 | 527447 | 12874.7647 | 35.9607 |  |  | 2036 | 6 | 55110
287 | 15470 | Duke Energy Indiana, LLC | 55110 | Madison | OH | Butler | CT2 | Natural Gas Fired Combustion Turbine | GT |  | S | X | X | CP/Comm Pricing | CP/Comm Pricing | 86.5 | 0.85 | 71 | 88 | 50 | N |  |  | OP | X | 6 | 2000 |  |  | N | Electric Utility | 1 | X | NG | [9 empty] | N | N |  | 1H | [23 empty] | N |  |  | 55110 | 6790756 | 527447 | 12874.7647 | 35.9607 |  |  | 2036 | 6 | 55110
288 | 15470 | Duke Energy Indiana, LLC | 55110 | Madison | OH | Butler | CT3 | Natural Gas Fired Combustion Turbine | GT |  | S | X | X | CP/Comm Pricing | CP/Comm Pricing | 86.5 | 0.85 | 69 | 88 | 50 | N |  |  | OP | X | 6 | 2000 |  |  | N | Electric Utility | 1 | X | NG | [9 empty] | N | N |  | 1H | [23 empty] | N |  |  | 55110 | 6790756 | 527447 | 12874.7647 | 35.9607 |  |  | 2036 | 6 | 55110
289 | 15470 | Duke Energy Indiana, LLC | 55110 | Madison | OH | Butler | CT4 | Natural Gas Fired Combustion Turbine | GT |  | S | X | X | CP/Comm Pricing | CP/Comm Pricing | 86.5 | 0.85 | 70 | 88 | 50 | N |  |  | OP | X | 6 | 2000 |  |  | N | Electric Utility | 1 | X | NG | [9 empty] | N | N |  | 1H | [23 empty] | N |  |  | 55110 | 6790756 | 527447 | 12874.7647 | 35.9607 |  |  | 2036 | 6 | 55110
290 | 15470 | Duke Energy Indiana, LLC | 55110 | Madison | OH | Butler | CT5 | Natural Gas Fired Combustion Turbine | GT |  | S | X | X | CP/Comm Pricing | CP/Comm Pricing | 86.5 | 0.85 | 70 | 88 | 50 | N |  |  | OP | X | 6 | 2000 |  |  | N | Electric Utility | 1 | X | NG | [9 empty] | N | N |  | 1H | [23 empty] | N |  |  | 55110 | 6790756 | 527447 | 12874.7647 | 35.9607 |  |  | 2036 | 6 | 55110
291 | 15470 | Duke Energy Indiana, LLC | 55110 | Madison | OH | Butler | CT6 | Natural Gas Fired Combustion Turbine | GT |  | S | X | X | CP/Comm Pricing | CP/Comm Pricing | 86.5 | 0.85 | 72 | 88 | 50 | N |  |  | OP | X | 6 | 2000 |  |  | N | Electric Utility | 1 | X | NG | [9 empty] | N | N |  | 1H | [23 empty] | N |  |  | 55110 | 6790756 | 527447 | 12874.7647 | 35.9607 |  |  | 2036 | 6 | 55110
292 | 15470 | Duke Energy Indiana, LLC | 55110 | Madison | OH | Butler | CT7 | Natural Gas Fired Combustion Turbine | GT |  | S | X | X | CP/Comm Pricing | CP/Comm Pricing | 86.5 | 0.85 | 73 | 88 | 50 | N |  |  | OP | X | 6 | 2000 |  |  | N | Electric Utility | 1 | X | NG | [9 empty] | N | N |  | 1H | [23 empty] | N |  |  | 55110 | 6790756 | 527447 | 12874.7647 | 35.9607 |  |  | 2036 | 6 | 55110
293 | 15470 | Duke Energy Indiana, LLC | 55110 | Madison | OH | Butler | CT8 | Natural Gas Fired Combustion Turbine | GT |  | S | X | X | CP/Comm Pricing | CP/Comm Pricing | 86.5 | 0.85 | 70 | 88 | 50 | N |  |  | OP | X | 6 | 2000 |  |  | N | Electric Utility | 1 | X | NG | [9 empty] | N | N |  | 1H | [23 empty] | N |  |  | 55110 | 6790756 | 527447 | 12874.7647 | 35.9607 |  |  | 2036 | 6 | 55110
294 | 61267 | Springdale Energy LLC | 55196 | Springdale 1 & 2 | PA | Allegheny | UNT1 | Natural Gas Fired Combustion Turbine | GT |  | S | X | X |  |  | 43.8 | 0.9 | 44.8 | 49.1 | 4 | N |  |  | OP | X | 12 | 1999 |  |  | N | IPP Non-CHP | 2 | X | NG | DFO | [8 empty] | N | N |  | 1H |  | N |  |  | N | [18 empty] | N | N | N | 55196 | 1428513 | 136857 | 10437.9973 | 27.8275 |  |  | 2027 | 10 | 55196
295 | 61267 | Springdale Energy LLC | 55196 | Springdale 1 & 2 | PA | Allegheny | UNT2 | Natural Gas Fired Combustion Turbine | GT |  | S | X | X |  |  | 43.8 | 0.9 | 43.7 | 49.2 | 4 | N |  |  | OP | X | 12 | 1999 |  |  | N | IPP Non-CHP | 2 | X | NG | DFO | [8 empty] | N | N |  | 1H |  | N | [21 empty] | N | N | N | 55196 | 1428513 | 136857 | 10437.9973 | 27.8275 |  |  | 2027 | 10 | 55196
296 | 16124 | Riverside Generating Co LLC | 55198 | Riverside Generating LLC | KY | Lawrence | GTG1 | Natural Gas Fired Combustion Turbine | GT |  | S | X | X | AEP RIVERSIDE 1CT (DYN) | AEP RIVERSIDE 1CT (DYN) | 230 | 0.85 | 165 | 190 | 120 | N |  |  | OP | X | 7 | 2001 |  |  | N | IPP Non-CHP | 2 | X | NG | [9 empty] | N | N |  | 1H | [23 empty] | N | N | N | 55198 | 7267265 | 561639 | 12939.3881 | 37.572 |  |  | 2039 | 2 | 55198
297 | 16124 | Riverside Generating Co LLC | 55198 | Riverside Generating LLC | KY | Lawrence | GTG2 | Natural Gas Fired Combustion Turbine | GT |  | S | X | X | AEP RIVERSIDE 2CT (DYN) | AEP RIVERSIDE 2CT (DYN) | 230 | 0.85 | 165 | 190 | 120 | N |  |  | OP | X | 7 | 2001 |  |  | N | IPP Non-CHP | 2 | X | NG | [9 empty] | N | N |  | 1H | [23 empty] | N | N | N | 55198 | 7267265 | 561639 | 12939.3881 | 37.572 |  |  | 2039 | 2 | 55198
298 | 16124 | Riverside Generating Co LLC | 55198 | Riverside Generating LLC | KY | Lawrence | GTG3 | Natural Gas Fired Combustion Turbine | GT |  | S | X | X | AEP RIVERSIDE 3CT (DYN) | AEP RIVERSIDE 3CT (DYN) | 230 | 0.85 | 165 | 190 | 120 | N |  |  | OP | X | 7 | 2001 |  |  | N | IPP Non-CHP | 2 | X | NG | [9 empty] | N | N |  | 1H | [23 empty] | N | N | N | 55198 | 7267265 | 561639 | 12939.3881 | 37.572 |  |  | 2039 | 2 | 55198
299 | 16124 | Riverside Generating Co LLC | 55198 | Riverside Generating LLC | KY | Lawrence | GTG4 | Natural Gas Fired Combustion Turbine | GT |  | S | X | X | AEP FOOT HILLS 4 CT | AEP FOOT HILLS 4 CT | 230 | 0.85 | 165 | 190 | 120 | N |  |  | OP | X | 6 | 2002 |  |  | N | IPP Non-CHP | 2 | X | NG | [9 empty] | N | N |  | 1H | [23 empty] | N | N | N | 55198 | 7267265 | 561639 | 12939.3881 | 37.572 |  |  | 2040 | 1 | 55198
300 | 16124 | Riverside Generating Co LLC | 55198 | Riverside Generating LLC | KY | Lawrence | GTG5 | Natural Gas Fired Combustion Turbine | GT |  | S | X | X | AEP FOOT HILLS 5 CT | AEP FOOT HILLS 5 CT | 230 | 0.85 | 165 | 190 | 120 | N |  |  | OP | X | 6 | 2002 |  |  | N | IPP Non-CHP | 2 | X | NG | [9 empty] | N | N |  | 1H | [23 empty] | N | N | N | 55198 | 7267265 | 561639 | 12939.3881 | 37.572 |  |  | 2040 | 1 | 55198
301 | 5259 | Elwood Energy LLC | 55199 | Elwood Energy LLC | IL | Will | GT1 | Natural Gas Fired Combustion Turbine | GT |  | W | X | X |  |  | 192 | 0.85 | 150 | 192 | 100 | N |  |  | OP | X | 7 | 1999 |  |  | N | IPP Non-CHP | 2 | X | NG | [9 empty] | N | N |  | 12H | [23 empty] | N | N | N | 55199 | 9797527 | 836575 | 11711.4748 | 29.1558 |  |  | 2028 | 9 | 55199
302 | 5259 | Elwood Energy LLC | 55199 | Elwood Energy LLC | IL | Will | GT2 | Natural Gas Fired Combustion Turbine | GT |  | W | X | X |  |  | 192 | 0.85 | 150 | 192 | 100 | N |  |  | OP | X | 7 | 1999 |  |  | N | IPP Non-CHP | 2 | X | NG | [9 empty] | N | N |  | 12H | [23 empty] | N | N | N | 55199 | 9797527 | 836575 | 11711.4748 | 29.1558 |  |  | 2028 | 9 | 55199
303 | 5259 | Elwood Energy LLC | 55199 | Elwood Energy LLC | IL | Will | GT3 | Natural Gas Fired Combustion Turbine | GT |  | W | X | X |  |  | 192 | 0.85 | 150 | 192 | 100 | N |  |  | OP | X | 7 | 1999 |  |  | N | IPP Non-CHP | 2 | X | NG | [9 empty] | N | N |  | 12H | [23 empty] | N | N | N | 55199 | 9797527 | 836575 | 11711.4748 | 29.1558 |  |  | 2028 | 9 | 55199
304 | 5259 | Elwood Energy LLC | 55199 | Elwood Energy LLC | IL | Will | GT4 | Natural Gas Fired Combustion Turbine | GT |  | W | X | X |  |  | 192 | 0.85 | 150 | 192 | 100 | N |  |  | OP | X | 7 | 1999 |  |  | N | IPP Non-CHP | 2 | X | NG | [9 empty] | N | N |  | 12H | [23 empty] | N | N | N | 55199 | 9797527 | 836575 | 11711.4748 | 29.1558 |  |  | 2028 | 9 | 55199
305 | 5259 | Elwood Energy LLC | 55199 | Elwood Energy LLC | IL | Will | GT5 | Natural Gas Fired Combustion Turbine | GT |  | W | X | X |  |  | 192 | 0.85 | 150 | 192 | 100 | N |  |  | OP | X | 7 | 2001 |  |  | N | IPP Non-CHP | 2 | X | NG | [9 empty] | N | N |  | 12H | [23 empty] | N | N | N | 55199 | 9797527 | 836575 | 11711.4748 | 29.1558 |  |  | 2030 | 9 | 55199
306 | 5259 | Elwood Energy LLC | 55199 | Elwood Energy LLC | IL | Will | GT6 | Natural Gas Fired Combustion Turbine | GT |  | W | X | X |  |  | 192 | 0.85 | 150 | 192 | 100 | N |  |  | OP | X | 7 | 2001 |  |  | N | IPP Non-CHP | 2 | X | NG | [9 empty] | N | N |  | 12H | [23 empty] | N | N | N | 55199 | 9797527 | 836575 | 11711.4748 | 29.1558 |  |  | 2030 | 9 | 55199
307 | 5259 | Elwood Energy LLC | 55199 | Elwood Energy LLC | IL | Will | GT7 | Natural Gas Fired Combustion Turbine | GT |  | W | X | X |  |  | 192 | 0.85 | 150 | 192 | 100 | N |  |  | OP | X | 8 | 2001 |  |  | N | IPP Non-CHP | 2 | X | NG | [9 empty] | N | N |  | 12H | [23 empty] | N | N | N | 55199 | 9797527 | 836575 | 11711.4748 | 29.1558 |  |  | 2030 | 10 | 55199
308 | 5259 | Elwood Energy LLC | 55199 | Elwood Energy LLC | IL | Will | GT8 | Natural Gas Fired Combustion Turbine | GT |  | W | X | X |  |  | 192 | 0.85 | 150 | 192 | 100 | N |  |  | OP | X | 8 | 2001 |  |  | N | IPP Non-CHP | 2 | X | NG | [9 empty] | N | N |  | 12H | [23 empty] | N | N | N | 55199 | 9797527 | 836575 | 11711.4748 | 29.1558 |  |  | 2030 | 10 | 55199
309 | 5259 | Elwood Energy LLC | 55199 | Elwood Energy LLC | IL | Will | GT9 | Natural Gas Fired Combustion Turbine | GT |  | W | X | X |  |  | 192 | 0.85 | 150 | 192 | 100 | N |  |  | OP | X | 7 | 2001 |  |  | N | IPP Non-CHP | 2 | X | NG | [9 empty] | N | N |  | 12H | [23 empty] | N | N | N | 55199 | 9797527 | 836575 | 11711.4748 | 29.1558 |  |  | 2030 | 9 | 55199
310 | 65379 | Earthrise Energy, PBC | 55222 | Lincoln Generating Facility | IL | Will | CTG1 | Natural Gas Fired Combustion Turbine | GT |  | S | X | X |  |  | 86.5 | 0.85 | 77.5 | 93.3 | 45 | N |  |  | OP | X | 6 | 2000 |  |  | N | IPP Non-CHP | 2 | X | NG | [9 empty] | N | N |  | 1H | [23 empty] | N | N | N | 55222 | 220669 | 16637 | 13263.7495 | 38.0658 |  |  | 2038 | 7 | 55222
311 | 65379 | Earthrise Energy, PBC | 55222 | Lincoln Generating Facility | IL | Will | CTG2 | Natural Gas Fired Combustion Turbine | GT |  | S | X | X |  |  | 86.5 | 0.85 | 77.8 | 93.4 | 45 | N |  |  | OP | X | 6 | 2000 |  |  | N | IPP Non-CHP | 2 | X | NG | [9 empty] | N | N |  | 1H | [23 empty] | N | N | N | 55222 | 220669 | 16637 | 13263.7495 | 38.0658 |  |  | 2038 | 7 | 55222
312 | 65379 | Earthrise Energy, PBC | 55222 | Lincoln Generating Facility | IL | Will | CTG3 | Natural Gas Fired Combustion Turbine | GT |  | S | X | X |  |  | 86.5 | 0.85 | 78 | 94.7 | 45 | N |  |  | OP | X | 6 | 2000 |  |  | N | IPP Non-CHP | 2 | X | NG | [9 empty] | N | N |  | 1H | [23 empty] | N | N | N | 55222 | 220669 | 16637 | 13263.7495 | 38.0658 |  |  | 2038 | 7 | 55222
313 | 65379 | Earthrise Energy, PBC | 55222 | Lincoln Generating Facility | IL | Will | CTG4 | Natural Gas Fired Combustion Turbine | GT |  | S | X | X |  |  | 86.5 | 0.85 | 78 | 93.8 | 45 | N |  |  | OP | X | 6 | 2000 |  |  | N | IPP Non-CHP | 2 | X | NG | [9 empty] | N | N |  | 1H | [23 empty] | N | N | N | 55222 | 220669 | 16637 | 13263.7495 | 38.0658 |  |  | 2038 | 7 | 55222
314 | 65379 | Earthrise Energy, PBC | 55222 | Lincoln Generating Facility | IL | Will | CTG5 | Natural Gas Fired Combustion Turbine | GT |  | S | X | X |  |  | 86.5 | 0.85 | 77.5 | 92.2 | 45 | N |  |  | OP | X | 6 | 2000 |  |  | N | IPP Non-CHP | 2 | X | NG | [9 empty] | N | N |  | 1H | [23 empty] | N | N | N | 55222 | 220669 | 16637 | 13263.7495 | 38.0658 |  |  | 2038 | 7 | 55222
315 | 65379 | Earthrise Energy, PBC | 55222 | Lincoln Generating Facility | IL | Will | CTG6 | Natural Gas Fired Combustion Turbine | GT |  | S | X | X |  |  | 86.5 | 0.85 | 77.3 | 92.8 | 45 | N |  |  | OP | X | 6 | 2000 |  |  | N | IPP Non-CHP | 2 | X | NG | [9 empty] | N | N |  | 1H | [23 empty] | N | N | N | 55222 | 220669 | 16637 | 13263.7495 | 38.0658 |  |  | 2038 | 7 | 55222
316 | 65379 | Earthrise Energy, PBC | 55222 | Lincoln Generating Facility | IL | Will | CTG7 | Natural Gas Fired Combustion Turbine | GT |  | S | X | X |  |  | 86.5 | 0.85 | 78.2 | 92.8 | 45 | N |  |  | OP | X | 6 | 2000 |  |  | N | IPP Non-CHP | 2 | X | NG | [9 empty] | N | N |  | 1H | [23 empty] | N | N | N | 55222 | 220669 | 16637 | 13263.7495 | 38.0658 |  |  | 2038 | 7 | 55222
317 | 65379 | Earthrise Energy, PBC | 55222 | Lincoln Generating Facility | IL | Will | CTG8 | Natural Gas Fired Combustion Turbine | GT |  | S | X | X |  |  | 86.5 | 0.85 | 78.6 | 94.1 | 45 | N |  |  | OP | X | 6 | 2000 |  |  | N | IPP Non-CHP | 2 | X | NG | [9 empty] | N | N |  | 1H | [23 empty] | N | N | N | 55222 | 220669 | 16637 | 13263.7495 | 38.0658 |  |  | 2038 | 7 | 55222
318 | 7004 | Buckeye Power, Inc | 55228 | Greenville Electric Generating Station | OH | Darke | GT1 | Natural Gas Fired Combustion Turbine | GT |  | S | X | X | 40243881 | 40243881 | 59 | 0.85 | 49 | 59 | 30 | N |  |  | OP | X | 6 | 2000 |  |  | N | Electric Utility | 1 | X | NG | DFO | [8 empty] | N | N |  | 1H | [23 empty] | Y | N | Y | 55228 | 1779524 | 185584.001 | 9588.7792 | 23.535 |  |  | 2023 | 12 | 55228
319 | 7004 | Buckeye Power, Inc | 55228 | Greenville Electric Generating Station | OH | Darke | GT2 | Natural Gas Fired Combustion Turbine | GT |  | S | X | X | 40243883 | 40243883 | 59 | 0.85 | 49 | 59 | 30 | N |  |  | OP | X | 6 | 2000 |  |  | N | Electric Utility | 1 | X | NG | DFO | [8 empty] | N | N |  | 1H | [23 empty] | Y | N | Y | 55228 | 1779524 | 185584.001 | 9588.7792 | 23.535 |  |  | 2023 | 12 | 55228
320 | 7004 | Buckeye Power, Inc | 55228 | Greenville Electric Generating Station | OH | Darke | GT3 | Natural Gas Fired Combustion Turbine | GT |  | S | X | X | 40243885 | 40243885 | 59 | 0.85 | 49 | 59 | 30 | N |  |  | OP | X | 6 | 2000 |  |  | N | Electric Utility | 1 | X | NG | DFO | [8 empty] | N | N |  | 1H | [23 empty] | Y | N | Y | 55228 | 1779524 | 185584.001 | 9588.7792 | 23.535 |  |  | 2023 | 12 | 55228
321 | 7004 | Buckeye Power, Inc | 55228 | Greenville Electric Generating Station | OH | Darke | GT4 | Natural Gas Fired Combustion Turbine | GT |  | S | X | X | 40243887 | 40243887 | 59 | 0.85 | 49 | 59 | 30 | N |  |  | OP | X | 6 | 2000 |  |  | N | Electric Utility | 1 | X | NG | DFO | [8 empty] | N | N | 0 | 1H | [23 empty] | Y | N | Y | 55228 | 1779524 | 185584.001 | 9588.7792 | 23.535 |  |  | 2023 | 12 | 55228
322 | 8027 | Handsome Lake Energy LLC | 55233 | Handsome Lake Energy LLC | PA | Venango | GT01 | Natural Gas Fired Combustion Turbine | GT |  | S | X | X | HANDSOME13 KV CT1 | HANDSOME13 KV CT1 | 58.9 | 0.85 | 53.5 | 53.5 | 22 | N |  |  | OP | X | 8 | 2001 |  |  | N | IPP Non-CHP | 2 | X | NG | [9 empty] | N | N |  | 1H | [23 empty] | N |  | N | 55233 | 772905 | 30642.999 | 25222.8902 | 36.6496 |  |  | 2038 | 4 | 55233
323 | 8027 | Handsome Lake Energy LLC | 55233 | Handsome Lake Energy LLC | PA | Venango | GT02 | Natural Gas Fired Combustion Turbine | GT |  | S | X | X | HANDSOME13 KV CT2 | HANDSOME13 KV CT2 | 58.9 | 0.85 | 53.5 | 53.5 | 22 | N |  |  | OP | X | 8 | 2001 |  |  | N | IPP Non-CHP | 2 | X | NG | [9 empty] | N | N |  | 1H | [23 empty] | N |  | N | 55233 | 772905 | 30642.999 | 25222.8902 | 36.6496 |  |  | 2038 | 4 | 55233
324 | 8027 | Handsome Lake Energy LLC | 55233 | Handsome Lake Energy LLC | PA | Venango | GT03 | Natural Gas Fired Combustion Turbine | GT |  | S | X | X | HANDSOME13 KV CT3 | HANDSOME13 KV CT3 | 58.9 | 0.85 | 53.5 | 53.5 | 22 | N |  |  | OP | X | 7 | 2001 |  |  | N | IPP Non-CHP | 2 | X | NG | [9 empty] | N | N |  | 1H | [23 empty] | N |  | N | 55233 | 772905 | 30642.999 | 25222.8902 | 36.6496 |  |  | 2038 | 3 | 55233
325 | 8027 | Handsome Lake Energy LLC | 55233 | Handsome Lake Energy LLC | PA | Venango | GT04 | Natural Gas Fired Combustion Turbine | GT |  | S | X | X | HANDSOME13 KV CT4 | HANDSOME13 KV CT4 | 58.9 | 0.85 | 53.5 | 53.5 | 22 | N |  |  | OP | X | 7 | 2001 |  |  | N | IPP Non-CHP | 2 | X | NG | [9 empty] | N | N |  | 1H | [23 empty] | N | N | N | 55233 | 772905 | 30642.999 | 25222.8902 | 36.6496 |  |  | 2038 | 3 | 55233
326 | 8027 | Handsome Lake Energy LLC | 55233 | Handsome Lake Energy LLC | PA | Venango | GT05 | Natural Gas Fired Combustion Turbine | GT |  | S | X | X | HANDSOME13 KV CT5 | HANDSOME13 KV CT5 | 58.9 | 0.85 | 53.5 | 53.5 | 22 | N |  |  | OP | X | 7 | 2001 |  |  | N | IPP Non-CHP | 2 | X | NG | [9 empty] | N | N |  | 1H | [23 empty] | N | N | N | 55233 | 772905 | 30642.999 | 25222.8902 | 36.6496 |  |  | 2038 | 3 | 55233
327 | 59921 | Lee County Generating Station | 55236 | Lee Energy Facility | IL | Lee | CT1 | Natural Gas Fired Combustion Turbine | GT |  | S | X | X | 937 LEE13.5 KV LEE31-1 | 937 LEE13.5 KV LEE31-1 | 86.5 | 0.85 | 84.9 | 89.5 | 45 | N |  |  | OP | X | 6 | 2001 |  |  | N | IPP Non-CHP | 2 | X | NG | [5 empty] | NG |  |  |  | N | N |  | 1H | [23 empty] | N | N | N | 55236 | 4456895 | 328567 | 13564.6459 | 36.2583 |  |  | 2037 | 9 | 55236
328 | 59921 | Lee County Generating Station | 55236 | Lee Energy Facility | IL | Lee | CT2 | Natural Gas Fired Combustion Turbine | GT |  | W | X | X | 937 LEE13.5 KV LEE31-2 | 937 LEE13.5 KV LEE31-2 | 86.5 | 0.85 | 84.9 | 89.5 | 45 | N |  |  | OP | X | 6 | 2001 |  |  | N | IPP Non-CHP | 2 | X | NG | [5 empty] | NG |  |  |  | N | N |  | 1H | [23 empty] | N | N | N | 55236 | 4456895 | 328567 | 13564.6459 | 36.2583 |  |  | 2037 | 9 | 55236
329 | 59921 | Lee County Generating Station | 55236 | Lee Energy Facility | IL | Lee | CT3 | Natural Gas Fired Combustion Turbine | GT |  | W | X | X | 937 LEE13.5 KV LEE32-1 | 937 LEE13.5 KV LEE32-1 | 86.5 | 0.85 | 84.9 | 89.5 | 45 | N |  |  | OP | X | 6 | 2001 |  |  | N | IPP Non-CHP | 2 | X | NG | [5 empty] | NG |  |  |  | N | N |  | 1H | [23 empty] | N | N | N | 55236 | 4456895 | 328567 | 13564.6459 | 36.2583 |  |  | 2037 | 9 | 55236
330 | 59921 | Lee County Generating Station | 55236 | Lee Energy Facility | IL | Lee | CT4 | Natural Gas Fired Combustion Turbine | GT |  | W | X | X | 937 LEE13.5 KV LEE32-2 | 937 LEE13.5 KV LEE312-2 | 86.5 | 0.85 | 84.1 | 89.5 | 45 | N |  |  | OP | X | 6 | 2001 |  |  | N | IPP Non-CHP | 2 | X | NG | [5 empty] | NG |  |  |  | N | N |  | 1H | [23 empty] | N | N | N | 55236 | 4456895 | 328567 | 13564.6459 | 36.2583 |  |  | 2037 | 9 | 55236
331 | 59921 | Lee County Generating Station | 55236 | Lee Energy Facility | IL | Lee | CT5 | Natural Gas Fired Combustion Turbine | GT |  | W | X | X | 937 LEE13.5 KV LEE33-1 | 937 LEE13.5 KV LEE33-1 | 86.5 | 0.85 | 85.1 | 89.5 | 45 | N |  |  | OP | X | 5 | 2001 |  |  | N | IPP Non-CHP | 2 | X | NG | [5 empty] | NG |  |  |  | N | N |  | 1H | [23 empty] | N | N | N | 55236 | 4456895 | 328567 | 13564.6459 | 36.2583 |  |  | 2037 | 8 | 55236
332 | 59921 | Lee County Generating Station | 55236 | Lee Energy Facility | IL | Lee | CT6 | Natural Gas Fired Combustion Turbine | GT |  | W | X | X | 937 LEE13.5 KV LEE33-2 | 937 LEE13.5 KV LEE33-2 | 86.5 | 0.85 | 85.1 | 89.5 | 45 | N |  |  | OP | X | 5 | 2001 |  |  | N | IPP Non-CHP | 2 | X | NG | [5 empty] | NG |  |  |  | N | N |  | 1H | [23 empty] | N | N | N | 55236 | 4456895 | 328567 | 13564.6459 | 36.2583 |  |  | 2037 | 8 | 55236
333 | 59921 | Lee County Generating Station | 55236 | Lee Energy Facility | IL | Lee | CT7 | Natural Gas Fired Combustion Turbine | GT |  | W | X | X | 937 LEE13.5 KV LEE34-1 | 937 LEE13.5 KV LEE34-1 | 86.5 | 0.85 | 83.9 | 89.5 | 45 | N |  |  | OP | X | 6 | 2001 |  |  | N | IPP Non-CHP | 2 | X | NG | [5 empty] | NG |  |  |  | N | N |  | 1H | [23 empty] | N | N | N | 55236 | 4456895 | 328567 | 13564.6459 | 36.2583 |  |  | 2037 | 9 | 55236
334 | 59921 | Lee County Generating Station | 55236 | Lee Energy Facility | IL | Lee | CT8 | Natural Gas Fired Combustion Turbine | GT |  | W | X | X | 937 LEE13.5 KV LEE34-2 | 937 LEE13.5 KV LEE34-2 | 86.5 | 0.85 | 83.9 | 89.5 | 45 | N |  |  | OP | X | 6 | 2001 |  |  | N | IPP Non-CHP | 2 | X | NG | [5 empty] | NG |  |  |  | N | N |  | 1H | [23 empty] | N | N | N | 55236 | 4456895 | 328567 | 13564.6459 | 36.2583 |  |  | 2037 | 9 | 55236
335 | 60504 | Rockford Generation LLC | 55238 | NRG Rockford I | IL | Winnebago | 1 | Natural Gas Fired Combustion Turbine | GT |  | S | X | X |  |  | 158 | 0.85 | 184.3 | 188 | 115 | N |  |  | OP | X | 6 | 2000 |  |  | N | IPP Non-CHP | 2 | X | NG | [9 empty] | N | N |  | 1H | [23 empty] | N | N | N | 55238 | 2763678 | 264296 | 10456.753 | 38.5865 |  |  | 2039 | 1 | 55238
336 | 60504 | Rockford Generation LLC | 55238 | NRG Rockford I | IL | Winnebago | 2 | Natural Gas Fired Combustion Turbine | GT |  | S | X | X |  |  | 158 | 0.85 | 181.6 | 188 | 115 | N |  |  | OP | X | 6 | 2000 |  |  | N | IPP Non-CHP | 2 | X | NG | [9 empty] | N | N |  | 1H | [23 empty] | N | N | N | 55238 | 2763678 | 264296 | 10456.753 | 38.5865 |  |  | 2039 | 1 | 55238
337 | 61134 | Darby Power, LLC | 55247 | Darby Power, LLC | OH | Pickaway | GT1 | Natural Gas Fired Combustion Turbine | GT |  | W | X | X | Adkins 13.8 Kv | Adkins 13.8 Kv | 94 | 0.85 | 80 | 90 | 45 | N |  |  | OP | X | 5 | 2001 |  |  | N | IPP Non-CHP | 2 | X | NG | DFO | [8 empty] | N | N |  | 1H | [23 empty] | Y | N | Y | 55247 | 4715916 | 359135.996 | 13131.2819 | 36.9942 |  |  | 2038 | 5 | 55247
338 | 61134 | Darby Power, LLC | 55247 | Darby Power, LLC | OH | Pickaway | GT2 | Natural Gas Fired Combustion Turbine | GT |  | W | X | X | Adkins 13.8 Kv | Adkins 13.8 Kv | 94 | 0.85 | 80 | 90 | 45 | N |  |  | OP | X | 5 | 2001 |  |  | N | IPP Non-CHP | 2 | X | NG | DFO | [8 empty] | N | N |  | 1H | [23 empty] | Y | N | Y | 55247 | 4715916 | 359135.996 | 13131.2819 | 36.9942 |  |  | 2038 | 5 | 55247
339 | 61134 | Darby Power, LLC | 55247 | Darby Power, LLC | OH | Pickaway | GT3 | Natural Gas Fired Combustion Turbine | GT |  | W | X | X | Adkins 13.8 Kv | Adkins 13.8 Kv | 94 | 0.85 | 80 | 90 | 45 | N |  |  | OP | X | 5 | 2001 |  |  | N | IPP Non-CHP | 2 | X | NG | DFO | [8 empty] | N | N |  | 1H | [23 empty] | Y | N | Y | 55247 | 4715916 | 359135.996 | 13131.2819 | 36.9942 |  |  | 2038 | 5 | 55247
340 | 61134 | Darby Power, LLC | 55247 | Darby Power, LLC | OH | Pickaway | GT4 | Natural Gas Fired Combustion Turbine | GT |  | W | X | X | Adkins 13.8 Kv | Adkins 13.8 Kv | 94 | 0.85 | 80 | 90 | 45 | N |  |  | OP | X | 5 | 2001 |  |  | N | IPP Non-CHP | 2 | X | NG | DFO | [8 empty] | N | N |  | 1H | [23 empty] | Y | N | Y | 55247 | 4715916 | 359135.996 | 13131.2819 | 36.9942 |  |  | 2038 | 5 | 55247
341 | 61134 | Darby Power, LLC | 55247 | Darby Power, LLC | OH | Pickaway | GT5 | Natural Gas Fired Combustion Turbine | GT |  | W | X | X | Adkins 13.8 Kv | Adkins 13.8 Kv | 94 | 0.85 | 80 | 90 | 45 | N |  |  | OP | X | 5 | 2002 |  |  | N | IPP Non-CHP | 2 | X | NG | DFO | [8 empty] | N | N |  | 1H | [23 empty] | Y | N | Y | 55247 | 4715916 | 359135.996 | 13131.2819 | 36.9942 |  |  | 2039 | 5 | 55247
342 | 61134 | Darby Power, LLC | 55247 | Darby Power, LLC | OH | Pickaway | GT6 | Natural Gas Fired Combustion Turbine | GT |  | W | X | X | Adkins 13.8 Kv | Adkins 13.8 Kv | 94 | 0.85 | 80 | 90 | 45 | N |  |  | OP | X | 5 | 2002 |  |  | N | IPP Non-CHP | 2 | X | NG | DFO | [8 empty] | N | N |  | 1H | [23 empty] | Y | N | Y | 55247 | 4715916 | 359135.996 | 13131.2819 | 36.9942 |  |  | 2039 | 5 | 55247
343 | 57043 | University Park Energy LLC | 55250 | University Park South | IL | Will | UPG1 | Natural Gas Fired Combustion Turbine | GT |  | S | X | X | 946 UNIV13.5 KV UP31-1 | 946 UNIV13.5 KV UP31-1 | 58.9 | 0.85 | 50 | 56 | 12.5 | N |  |  | OP | X | 6 | 2001 |  |  | N | IPP Non-CHP | 2 | X | NG | [5 empty] | NG |  |  |  | N | N |  | 1H | [23 empty] | N | N | N | 55250 | 2928463 | 226635 | 12921.4949 | 34.6885 |  |  | 2036 | 2 | 55250
344 | 57043 | University Park Energy LLC | 55250 | University Park South | IL | Will | UPG2 | Natural Gas Fired Combustion Turbine | GT |  | S | X | X | 946 UNIV13.5 KV UP31-2 | 946 UNIV13.5 KV UP31-2 | 58.9 | 0.85 | 50 | 56 | 12.5 | N |  |  | OP | X | 6 | 2001 |  |  | N | IPP Non-CHP | 2 | X | NG | [5 empty] | NG |  |  |  | N | N |  | 1H | [23 empty] | N | N | N | 55250 | 2928463 | 226635 | 12921.4949 | 34.6885 |  |  | 2036 | 2 | 55250
345 | 57043 | University Park Energy LLC | 55250 | University Park South | IL | Will | UPG3 | Natural Gas Fired Combustion Turbine | GT |  | S | X | X | 946 UNIV13.5 KV UP32-1 | 946 UNIV13.5 KV UP32-1 | 58.9 | 0.85 | 50 | 56 | 12.5 | N |  |  | OP | X | 6 | 2001 |  |  | N | IPP Non-CHP | 2 | X | NG | [5 empty] | NG |  |  |  | N | N |  | 1H | [23 empty] | N | N | N | 55250 | 2928463 | 226635 | 12921.4949 | 34.6885 |  |  | 2036 | 2 | 55250
346 | 57043 | University Park Energy LLC | 55250 | University Park South | IL | Will | UPG4 | Natural Gas Fired Combustion Turbine | GT |  | S | X | X | 946 UNIV13.5 KV UP32-2 | 946 UNIV13.5 KV UP32-2 | 58.9 | 0.85 | 50 | 56 | 12.5 | N |  |  | OP | X | 6 | 2001 |  |  | N | IPP Non-CHP | 2 | X | NG | [5 empty] | NG |  |  |  | N | N |  | 1H | [23 empty] | N | N | N | 55250 | 2928463 | 226635 | 12921.4949 | 34.6885 |  |  | 2036 | 2 | 55250
347 | 57043 | University Park Energy LLC | 55250 | University Park South | IL | Will | UPG5 | Natural Gas Fired Combustion Turbine | GT |  | S | X | X | 946 UNIV13.5 KV UP33-1 | 946 UNIV13.5 KV UP33-1 | 58.9 | 0.85 | 50 | 56 | 12.5 | N |  |  | OP | X | 6 | 2001 |  |  | N | IPP Non-CHP | 2 | X | NG | [5 empty] | NG |  |  |  | N | N |  | 1H | [23 empty] | N | N | N | 55250 | 2928463 | 226635 | 12921.4949 | 34.6885 |  |  | 2036 | 2 | 55250
348 | 57043 | University Park Energy LLC | 55250 | University Park South | IL | Will | UPG6 | Natural Gas Fired Combustion Turbine | GT |  | S | X | X | 946 UNIV13.5 KV UP33-2 | 946 UNIV13.5 KV UP33-2 | 58.9 | 0.85 | 50 | 56 | 12.5 | N |  |  | OP | X | 7 | 2001 |  |  | N | IPP Non-CHP | 2 | X | NG | [5 empty] | NG |  |  |  | N | N |  | 1H | [23 empty] | N | N | N | 55250 | 2928463 | 226635 | 12921.4949 | 34.6885 |  |  | 2036 | 3 | 55250
349 | 65379 | Earthrise Energy, PBC | 55253 | Crete Energy Venture LLC | IL | Will | GT1 | Natural Gas Fired Combustion Turbine | GT |  | S | X | X |  |  | 89 | 0.85 | 75 | 87.2 | 45 | N |  |  | OP | X | 5 | 2002 |  |  | N | IPP Non-CHP | 2 | X | NG | [9 empty] | N | N |  | 1H | [23 empty] | N | N | N | 55253 | 853592 | 27150 | 31439.8527 | 38.9005 |  |  | 2041 | 4 | 55253
350 | 65379 | Earthrise Energy, PBC | 55253 | Crete Energy Venture LLC | IL | Will | GT2 | Natural Gas Fired Combustion Turbine | GT |  | S | X | X |  |  | 89 | 0.85 | 75 | 87.2 | 45 | N |  |  | OP | X | 5 | 2002 |  |  | N | IPP Non-CHP | 2 | X | NG | [9 empty] | N | N |  | 1H | [23 empty] | N | N | N | 55253 | 853592 | 27150 | 31439.8527 | 38.9005 |  |  | 2041 | 4 | 55253
351 | 65379 | Earthrise Energy, PBC | 55253 | Crete Energy Venture LLC | IL | Will | GT3 | Natural Gas Fired Combustion Turbine | GT |  | S | X | X |  |  | 89 | 0.85 | 75 | 87.2 | 45 | N |  |  | OP | X | 5 | 2002 |  |  | N | IPP Non-CHP | 2 | X | NG | [9 empty] | N | N |  | 1H | [23 empty] | N | N | N | 55253 | 853592 | 27150 | 31439.8527 | 38.9005 |  |  | 2041 | 4 | 55253
352 | 65379 | Earthrise Energy, PBC | 55253 | Crete Energy Venture LLC | IL | Will | GT4 | Natural Gas Fired Combustion Turbine | GT |  | S | X | X |  |  | 89 | 0.85 | 75 | 87.2 | 45 | N |  |  | OP | X | 5 | 2002 |  |  | N | IPP Non-CHP | 2 | X | NG | [9 empty] | N | N |  | 1H | [23 empty] | N | N | N | 55253 | 853592 | 27150 | 31439.8527 | 38.9005 |  |  | 2041 | 4 | 55253
353 | 40577 | American Mun Power-Ohio, Inc | 55262 | Bowling Green Generating Station | OH | Wood | CT1 | Natural Gas Fired Combustion Turbine | GT |  | S | X | X |  |  | 33 | 0.85 | 26 | 33 | 26 | N |  |  | OP | X | 6 | 2000 |  |  | N | Electric Utility | 1 | X | NG | [9 empty] | N | N |  | 1H | [23 empty] | N | N | N | 55262 | 46964 | 2933 | 16012.2741 | 48.4655 |  |  | 2048 | 12 | 55262
354 | 40577 | American Mun Power-Ohio, Inc | 55262 | Bowling Green Generating Station | OH | Wood | CT2 | Natural Gas Fired Combustion Turbine | GT |  | S | X | X |  |  | 16.5 | 0.85 | 12 | 16.5 | 12 | N |  |  | OP | X | 6 | 2000 |  |  | N | Electric Utility | 1 | X | NG | [9 empty] | N | N |  | 1H | [23 empty] | N | N | N | 55262 | 46964 | 2933 | 16012.2741 | 45.4722 |  |  | 2045 | 12 | 55262
355 | 40577 | American Mun Power-Ohio, Inc | 55263 | Galion Generating Station | OH | Crawford | CT1 | Natural Gas Fired Combustion Turbine | GT |  | S | X | X |  |  | 33 | 0.85 | 26 | 33 | 26 | N |  |  | OP | X | 6 | 2000 |  |  | N | Electric Utility | 1 | X | NG | [9 empty] | N | N |  | 1H | [23 empty] | N | N | N | 55263 | 49733 | 2755 | 18051.9056 | 46.6353 |  |  | 2047 | 2 | 55263
356 | 40577 | American Mun Power-Ohio, Inc | 55263 | Galion Generating Station | OH | Crawford | CT2 | Natural Gas Fired Combustion Turbine | GT |  | S | X | X |  |  | 16.5 | 0.85 | 12 | 16.5 | 12 | N |  |  | OP | X | 6 | 2000 |  |  | N | Electric Utility | 1 | X | NG | [9 empty] | N | N |  | 1H | [23 empty] | N | N | N | 55263 | 49733 | 2755 | 18051.9056 | 42.5902 |  |  | 2043 | 1 | 55263
357 | 40577 | American Mun Power-Ohio, Inc | 55264 | Napoleon Peaking Station | OH | Henry | CT1 | Natural Gas Fired Combustion Turbine | GT |  | S | X | X |  |  | 33 | 0.85 | 26 | 33 | 26 | N |  |  | OP | X | 6 | 2000 |  |  | N | Electric Utility | 1 | X | NG | [9 empty] | N | N |  | 1H | [23 empty] | N | N | N | 55264 | 51275 | 2980 | 17206.3758 | 47.8113 |  |  | 2048 | 4 | 55264
358 | 40577 | American Mun Power-Ohio, Inc | 55264 | Napoleon Peaking Station | OH | Henry | CT2 | Natural Gas Fired Combustion Turbine | GT |  | S | X | X |  |  | 16.5 | 0.85 | 12 | 16.5 | 12 | N |  |  | OP | X | 6 | 2000 |  |  | N | Electric Utility | 1 | X | NG | [9 empty] | N | N |  | 1H | [23 empty] | N | N | N | 55264 | 51275 | 2980 | 17206.3758 | 42.7066 |  |  | 2043 | 2 | 55264
359 | 733 | Appalachian Power Co | 55276 | Ceredo Generating Station | WV | Wayne | 1 | Natural Gas Fired Combustion Turbine | GT |  | S | X | X |  |  | 86.5 | 0.85 | 75 | 86 | 64 | N |  |  | OP | X | 6 | 2001 |  |  | N | Electric Utility | 1 | X | NG | [9 empty] | N | N |  | 1H | [23 empty] | N | N | N | 55276 | 4045140 | 331154 | 12215.2835 | 31.0103 |  |  | 2032 | 6 | 55276
360 | 733 | Appalachian Power Co | 55276 | Ceredo Generating Station | WV | Wayne | 2 | Natural Gas Fired Combustion Turbine | GT |  | S | X | X |  |  | 86.5 | 0.85 | 75 | 86 | 64 | N |  |  | OP | X | 6 | 2001 |  |  | N | Electric Utility | 1 | X | NG | [9 empty] | N | N |  | 1H | [23 empty] | N | N | N | 55276 | 4045140 | 331154 | 12215.2835 | 31.0103 |  |  | 2032 | 6 | 55276
361 | 733 | Appalachian Power Co | 55276 | Ceredo Generating Station | WV | Wayne | 3 | Natural Gas Fired Combustion Turbine | GT |  | S | X | X |  |  | 86.5 | 0.85 | 75 | 86 | 64 | N |  |  | OP | X | 6 | 2001 |  |  | N | Electric Utility | 1 | X | NG | [9 empty] | N | N |  | 1H | [23 empty] | N | N | N | 55276 | 4045140 | 331154 | 12215.2835 | 31.0103 |  |  | 2032 | 6 | 55276
362 | 733 | Appalachian Power Co | 55276 | Ceredo Generating Station | WV | Wayne | 4 | Natural Gas Fired Combustion Turbine | GT |  | S | X | X |  |  | 86.5 | 0.85 | 75 | 86 | 64 | N |  |  | OP | X | 6 | 2001 |  |  | N | Electric Utility | 1 | X | NG | [9 empty] | N | N |  | 1H | [23 empty] | N | N | N | 55276 | 4045140 | 331154 | 12215.2835 | 31.0103 |  |  | 2032 | 6 | 55276
363 | 733 | Appalachian Power Co | 55276 | Ceredo Generating Station | WV | Wayne | 5 | Natural Gas Fired Combustion Turbine | GT |  | S | X | X |  |  | 86.5 | 0.85 | 75 | 86 | 64 | N |  |  | OP | X | 6 | 2001 |  |  | N | Electric Utility | 1 | X | NG | [9 empty] | N | N |  | 1H | [23 empty] | N | N | N | 55276 | 4045140 | 331154 | 12215.2835 | 31.0103 |  |  | 2032 | 6 | 55276
364 | 733 | Appalachian Power Co | 55276 | Ceredo Generating Station | WV | Wayne | 6 | Natural Gas Fired Combustion Turbine | GT |  | S | X | X |  |  | 86.5 | 0.85 | 75 | 86 | 64 | N |  |  | OP | X | 6 | 2001 |  |  | N | Electric Utility | 1 | X | NG | [9 empty] | N | N |  | 1H | [23 empty] | N | N | N | 55276 | 4045140 | 331154 | 12215.2835 | 31.0103 |  |  | 2032 | 6 | 55276
365 | 60503 | Aurora Generation LLC | 55279 | Aurora | IL | DuPage | CTG1 | Natural Gas Fired Combustion Turbine | GT |  | S | X | X | 32417775 | 32417775 | 180.8 | 0.85 | 171.4 | 197 | 90 | N |  |  | OP | X | 6 | 2002 |  |  | N | IPP Non-CHP | 2 | X | NG | [9 empty] | N | N |  | 1H | [23 empty] | N | N | N | 55279 | 7872227 | 774176 | 10168.5237 | 38.839 |  |  | 2041 | 4 | 55279
366 | 60503 | Aurora Generation LLC | 55279 | Aurora | IL | DuPage | CTG10 | Natural Gas Fired Combustion Turbine | GT |  | S | X | X | 32417773 | 32417773 | 60.5 | 0.85 | 49.8 | 51.5 | 23 | N |  |  | OP | X | 6 | 2001 |  |  | N | IPP Non-CHP | 2 | X | NG | [9 empty] | N | N |  | 10M | [23 empty] | N | N | N | 55279 | 7872227 | 774176 | 10168.5237 | 23.6796 |  |  | 2025 | 2 | 55279
367 | 60503 | Aurora Generation LLC | 55279 | Aurora | IL | DuPage | CTG2 | Natural Gas Fired Combustion Turbine | GT |  | S | X | X | 32417777 | 32417777 | 180.8 | 0.85 | 168.3 | 192 | 90 | N |  |  | OP | X | 6 | 2001 |  |  | N | IPP Non-CHP | 2 | X | NG | [9 empty] | N | N |  | 1H | [23 empty] | N | N | N | 55279 | 7872227 | 774176 | 10168.5237 | 38.839 |  |  | 2040 | 4 | 55279
368 | 60503 | Aurora Generation LLC | 55279 | Aurora | IL | DuPage | CTG3 | Natural Gas Fired Combustion Turbine | GT |  | S | X | X | 32417779 | 32417779 | 180.8 | 0.85 | 165 | 192 | 90 | N |  |  | OP | X | 6 | 2001 |  |  | N | IPP Non-CHP | 2 | X | NG | [9 empty] | N | N |  | 1H | [23 empty] | N | N | N | 55279 | 7872227 | 774176 | 10168.5237 | 38.839 |  |  | 2040 | 4 | 55279
369 | 60503 | Aurora Generation LLC | 55279 | Aurora | IL | DuPage | CTG4 | Natural Gas Fired Combustion Turbine | GT |  | S | X | X | 32417781 | 32417781 | 180.8 | 0.85 | 164.3 | 192 | 90 | N |  |  | OP | X | 5 | 2001 |  |  | N | IPP Non-CHP | 2 | X | NG | [9 empty] | N | N |  | 1H | [23 empty] | N | N | N | 55279 | 7872227 | 774176 | 10168.5237 | 38.839 |  |  | 2040 | 3 | 55279
370 | 60503 | Aurora Generation LLC | 55279 | Aurora | IL | DuPage | CTG5 | Natural Gas Fired Combustion Turbine | GT |  | S | X | X | 32417763 | 32417763 | 60.5 | 0.85 | 48 | 51.5 | 23 | N |  |  | OP | X | 5 | 2001 |  |  | N | IPP Non-CHP | 2 | X | NG | [9 empty] | N | N |  | 10M | [23 empty] | N | N | N | 55279 | 7872227 | 774176 | 10168.5237 | 23.6796 |  |  | 2025 | 1 | 55279
371 | 60503 | Aurora Generation LLC | 55279 | Aurora | IL | DuPage | CTG6 | Natural Gas Fired Combustion Turbine | GT |  | S | X | X | 32417765 | 32417765 | 60.5 | 0.85 | 49.6 | 51.5 | 23 | N |  |  | OP | X | 5 | 2001 |  |  | N | IPP Non-CHP | 2 | X | NG | [9 empty] | N | N |  | 10M | [23 empty] | N | N | N | 55279 | 7872227 | 774176 | 10168.5237 | 23.6796 |  |  | 2025 | 1 | 55279
372 | 60503 | Aurora Generation LLC | 55279 | Aurora | IL | DuPage | CTG7 | Natural Gas Fired Combustion Turbine | GT |  | S | X | X | 32417767 | 32417767 | 60.5 | 0.85 | 50.1 | 51.5 | 23 | N |  |  | OP | X | 6 | 2001 |  |  | N | IPP Non-CHP | 2 | X | NG | [9 empty] | N | N |  | 10M | [23 empty] | N | N | N | 55279 | 7872227 | 774176 | 10168.5237 | 23.6796 |  |  | 2025 | 2 | 55279
373 | 60503 | Aurora Generation LLC | 55279 | Aurora | IL | DuPage | CTG8 | Natural Gas Fired Combustion Turbine | GT |  | S | X | X | 32417769 | 32417769 | 60.5 | 0.85 | 50.2 | 51.5 | 23 | N |  |  | OP | X | 5 | 2001 |  |  | N | IPP Non-CHP | 2 | X | NG | [9 empty] | N | N |  | 10M | [23 empty] | N | N | N | 55279 | 7872227 | 774176 | 10168.5237 | 23.6796 |  |  | 2025 | 1 | 55279
374 | 60503 | Aurora Generation LLC | 55279 | Aurora | IL | DuPage | CTG9 | Natural Gas Fired Combustion Turbine | GT |  | S | X | X | 32417771 | 32417771 | 60.5 | 0.85 | 50.7 | 51.5 | 23 | N |  |  | OP | X | 6 | 2001 |  |  | N | IPP Non-CHP | 2 | X | NG | [9 empty] | N | N |  | 10M | [23 empty] | N | N | N | 55279 | 7872227 | 774176 | 10168.5237 | 23.6796 |  |  | 2025 | 2 | 55279
375 | 60432 | Middle River Power II, LLC | 55284 | Big Sandy Peaker Plant | WV | Wayne | BSG1 | Natural Gas Fired Combustion Turbine | GT |  | S | X | X | 32418571 AEP Big Sandy CT1 | Big Sandy Peaker, LLC | 58.9 | 0.85 | 50 | 57 | 25 | N |  |  | OP | X | 7 | 2001 |  |  | N | IPP Non-CHP | 2 | X | NG | [9 empty] | N | N |  | 10M | [23 empty] | N | N | N | 55284 | 3326980 | 286954 | 11594.1231 | 17.6928 |  |  | 2019 | 3 | 55284
376 | 60432 | Middle River Power II, LLC | 55284 | Big Sandy Peaker Plant | WV | Wayne | BSG2 | Natural Gas Fired Combustion Turbine | GT |  | S | X | X | 32418573 AEP Big Sandy CT2 | Big Sandy Peaker, LLC | 58.9 | 0.85 | 50 | 57 | 25 | N |  |  | OP | X | 7 | 2001 |  |  | N | IPP Non-CHP | 2 | X | NG | [9 empty] | N | N |  | 10M | [23 empty] | N | N | N | 55284 | 3326980 | 286954 | 11594.1231 | 17.6928 |  |  | 2019 | 3 | 55284
377 | 60432 | Middle River Power II, LLC | 55284 | Big Sandy Peaker Plant | WV | Wayne | BSG3 | Natural Gas Fired Combustion Turbine | GT |  | S | X | X | 324118575 AEP Big Sandy CT3 | Big Sandy Peaker, LLC | 58.9 | 0.85 | 50 | 57 | 25 | N |  |  | OP | X | 7 | 2001 |  |  | N | IPP Non-CHP | 2 | X | NG | [9 empty] | N | N |  | 10M | [23 empty] | N | N | N | 55284 | 3326980 | 286954 | 11594.1231 | 17.6928 |  |  | 2019 | 3 | 55284
378 | 60432 | Middle River Power II, LLC | 55284 | Big Sandy Peaker Plant | WV | Wayne | BSG4 | Natural Gas Fired Combustion Turbine | GT |  | S | X | X | 32418577 AEP Big Sandy CT4 | Big Sandy Peaker, LLC | 58.9 | 0.85 | 50 | 57 | 25 | N |  |  | OP | X | 7 | 2001 |  |  | N | IPP Non-CHP | 2 | X | NG | [9 empty] | N | N |  | 10M | [23 empty] | N | N | N | 55284 | 3326980 | 286954 | 11594.1231 | 17.6928 |  |  | 2019 | 3 | 55284
379 | 60432 | Middle River Power II, LLC | 55284 | Big Sandy Peaker Plant | WV | Wayne | BSG5 | Natural Gas Fired Combustion Turbine | GT |  | S | X | X | 32418579 AEP Big Sandy CT5 | Big Sandy Peaker, LLC | 58.9 | 0.85 | 50 | 57 | 25 | N |  |  | OP | X | 7 | 2001 |  |  | N | IPP Non-CHP | 2 | X | NG | [9 empty] | N | N |  | 10M | [23 empty] | N | N | N | 55284 | 3326980 | 286954 | 11594.1231 | 17.6928 |  |  | 2019 | 3 | 55284
380 | 60432 | Middle River Power II, LLC | 55284 | Big Sandy Peaker Plant | WV | Wayne | BSG6 | Natural Gas Fired Combustion Turbine | GT |  | S | X | X | 32418581 AEP Big Sandy CT6 | Big Sandy Peaker, LLC | 58.9 | 0.85 | 50 | 57 | 25 | N |  |  | OP | X | 8 | 2001 |  |  | N | IPP Non-CHP | 2 | X | NG | [9 empty] | N | N |  | 10M | [23 empty] | N | N | N | 55284 | 3326980 | 286954 | 11594.1231 | 17.6928 |  |  | 2019 | 4 | 55284
381 | 60432 | Middle River Power II, LLC | 55285 | Wolf Hills Energy | VA | Washington | WHG1 | Natural Gas Fired Combustion Turbine | GT |  | S | X | X | 32418583 AEP Wolf Hill CT1 | Wolf Hills Energy, LLC | 57 | 0.85 | 50 | 57 | 25 | N |  |  | OP | X | 6 | 2001 |  |  | N | IPP Non-CHP | 2 | X | NG | [9 empty] | N | N |  | 10M | [23 empty] | N | N | N | 55285 | 653951 | 58017.001 | 11271.7133 | 28.7783 |  |  | 2030 | 3 | 55285
382 | 60432 | Middle River Power II, LLC | 55285 | Wolf Hills Energy | VA | Washington | WHG2 | Natural Gas Fired Combustion Turbine | GT |  | S | X | X | 32418585 AEP Wolf Hill CT2 | Wolf Hills Energy, LLC | 57 | 0.85 | 50 | 57 | 25 | N |  |  | OP | X | 6 | 2001 |  |  | N | IPP Non-CHP | 2 | X | NG | [9 empty] | N | N |  | 10M | [23 empty] | N | N | N | 55285 | 653951 | 58017.001 | 11271.7133 | 28.7783 |  |  | 2030 | 3 | 55285
383 | 60432 | Middle River Power II, LLC | 55285 | Wolf Hills Energy | VA | Washington | WHG3 | Natural Gas Fired Combustion Turbine | GT |  | S | X | X | 32418587 AEP Wolf Hill CT3 | Wolf Hills Energy, LLC | 57 | 0.85 | 50 | 57 | 25 | N |  |  | OP | X | 6 | 2001 |  |  | N | IPP Non-CHP | 2 | X | NG | [9 empty] | N | N |  | 10M | [23 empty] | N | N | N | 55285 | 653951 | 58017.001 | 11271.7133 | 28.7783 |  |  | 2030 | 3 | 55285
384 | 60432 | Middle River Power II, LLC | 55285 | Wolf Hills Energy | VA | Washington | WHG4 | Natural Gas Fired Combustion Turbine | GT |  | S | X | X | 32418589 AEP Wolf Hill CT4 | Wolf Hills Energy, LLC | 57 | 0.85 | 50 | 57 | 25 | N |  |  | OP | X | 5 | 2001 |  |  | N | IPP Non-CHP | 2 | X | NG | [9 empty] | N | N |  | 10M | [23 empty] | N | N | N | 55285 | 653951 | 58017.001 | 11271.7133 | 28.7783 |  |  | 2030 | 2 | 55285
385 | 60432 | Middle River Power II, LLC | 55285 | Wolf Hills Energy | VA | Washington | WHG5 | Natural Gas Fired Combustion Turbine | GT |  | S | X | X | 32418591 AEP Wolf Hill CT5 | Wolf Hills Energy, LLC | 57 | 0.85 | 50 | 57 | 25 | N |  |  | OP | X | 5 | 2001 |  |  | N | IPP Non-CHP | 2 | X | NG | [9 empty] | N | N |  | 10M | [23 empty] | N | N | N | 55285 | 653951 | 58017.001 | 11271.7133 | 28.7783 |  |  | 2030 | 2 | 55285
386 | 56213 | IPA Operations Inc - Calumet | 55296 | Calumet Energy Team LLC | IL | Cook | CT11 | Natural Gas Fired Combustion Turbine | GT |  | W | X | X |  |  | 156.4 | 1 | 162 | 176 | 109 | N |  |  | OP | X | 6 | 2002 |  |  | N | IPP Non-CHP | 2 | X | NG | [10 empty] | N |  | 1H | [23 empty] | N | N | N | 55296 | 166002 | 19348 | 8579.8015 | 35.0083 |  |  | 2037 | 6 | 55296
387 | 56213 | IPA Operations Inc - Calumet | 55296 | Calumet Energy Team LLC | IL | Cook | CT12 | Natural Gas Fired Combustion Turbine | GT |  | W | X | X |  |  | 156.4 | 1 | 164.1 | 176 | 109 | N |  |  | OP | X | 6 | 2002 |  |  | N | IPP Non-CHP | 2 | X | NG | [10 empty] | N |  | 1H | [23 empty] | N | N | N | 55296 | 166002 | 19348 | 8579.8015 | 35.0083 |  |  | 2037 | 6 | 55296
388 | 56412 | Armstrong Power LLC | 55347 | Armstrong | PA | Armstrong | 1 | Natural Gas Fired Combustion Turbine | GT |  | S | X | X | SBEND 18kv-ct1 | SBEND 18kv-ct1 | 172 | 0.85 | 168.4 | 208.9 | 100 | N |  |  | OP | X | 5 | 2002 |  |  | N | IPP Non-CHP | 2 | X | NG | DFO | [8 empty] | N | N |  | 1H | [23 empty] | Y | N | Y | 55347 | 11564346 | 1089577.01 | 10613.6105 | 38.3415 |  |  | 2040 | 9 | 55347
389 | 56412 | Armstrong Power LLC | 55347 | Armstrong | PA | Armstrong | 2 | Natural Gas Fired Combustion Turbine | GT |  | S | X | X | SBEND 18kv-ct2 | SBEND 18kv-ct2 | 172 | 0.85 | 163.6 | 202.9 | 100 | N |  |  | OP | X | 5 | 2002 |  |  | N | IPP Non-CHP | 2 | X | NG | DFO | [8 empty] | N | N |  | 1H | [23 empty] | Y | N | Y | 55347 | 11564346 | 1089577.01 | 10613.6105 | 38.3415 |  |  | 2040 | 9 | 55347
390 | 56412 | Armstrong Power LLC | 55347 | Armstrong | PA | Armstrong | 3 | Natural Gas Fired Combustion Turbine | GT |  | S | X | X | SBEND 18kv-ct3 | SBEND 18kv-ct3 | 172 | 0.85 | 169 | 209.6 | 100 | N |  |  | OP | X | 5 | 2002 |  |  | N | IPP Non-CHP | 2 | X | NG | DFO | [8 empty] | N | N |  | 1H | [23 empty] | Y | N | Y | 55347 | 11564346 | 1089577.01 | 10613.6105 | 38.3415 |  |  | 2040 | 9 | 55347
391 | 56412 | Armstrong Power LLC | 55347 | Armstrong | PA | Armstrong | 4 | Natural Gas Fired Combustion Turbine | GT |  | S | X | X | SBEND 18kv-ct4 | SBEND 18kv-ct4 | 172 | 0.85 | 169.7 | 208.3 | 100 | N |  |  | OP | X | 5 | 2002 |  |  | N | IPP Non-CHP | 2 | X | NG | DFO | [8 empty] | N | N |  | 1H | [23 empty] | Y | N | Y | 55347 | 11564346 | 1089577.01 | 10613.6105 | 38.3415 |  |  | 2040 | 9 | 55347
392 | 56533 | Troy Energy LLC | 55348 | Troy Energy LLC | OH | Wood | 1 | Natural Gas Fired Combustion Turbine | GT |  | W | X | X |  |  | 198.9 | 0.85 | 170 | 196.6 | 100 | N |  |  | OP | X | 6 | 2002 |  |  | N | IPP Non-CHP | 2 | X | NG | DFO | [8 empty] | N | N |  | 1H | [20 empty] | N |  |  | Y | N | Y | 55348 | 9753629 | 1055565.025 | 9240.1972 | 35.7244 |  |  | 2038 | 3 | 55348
393 | 56533 | Troy Energy LLC | 55348 | Troy Energy LLC | OH | Wood | 2 | Natural Gas Fired Combustion Turbine | GT |  | W | X | X |  |  | 198.9 | 0.85 | 169 | 196.5 | 100 | N |  |  | OP | X | 6 | 2002 |  |  | N | IPP Non-CHP | 2 | X | NG | DFO | [8 empty] | N | N |  | 1H | [20 empty] | N |  |  | Y | N | Y | 55348 | 9753629 | 1055565.025 | 9240.1972 | 35.7244 |  |  | 2038 | 3 | 55348
394 | 56533 | Troy Energy LLC | 55348 | Troy Energy LLC | OH | Wood | 3 | Natural Gas Fired Combustion Turbine | GT |  | W | X | X |  |  | 198.9 | 0.85 | 168.5 | 196.6 | 100 | N |  |  | OP | X | 6 | 2002 |  |  | N | IPP Non-CHP | 2 | X | NG | DFO | [8 empty] | N | N |  | 1H | [20 empty] | N |  |  | Y | N | Y | 55348 | 9753629 | 1055565.025 | 9240.1972 | 35.7244 |  |  | 2038 | 3 | 55348
395 | 56533 | Troy Energy LLC | 55348 | Troy Energy LLC | OH | Wood | 4 | Natural Gas Fired Combustion Turbine | GT |  | W | X | X |  |  | 198.9 | 0.85 | 168.1 | 196 | 100 | N |  |  | OP | X | 6 | 2002 |  |  | N | IPP Non-CHP | 2 | X | NG | DFO | [8 empty] | N | N |  | 1H | [20 empty] | N |  |  | Y | N | Y | 55348 | 9753629 | 1055565.025 | 9240.1972 | 35.7244 |  |  | 2038 | 3 | 55348
396 | 55749 | Pleasants Energy LLC | 55349 | Pleasants Energy LLC | WV | Pleasants | 1 | Natural Gas Fired Combustion Turbine | GT |  | W | X | X | OakGrove 1 | OakGrove 1 | 172 | 0.85 | 171.6 | 171.6 | 105 | N |  |  | OP | X | 3 | 2002 |  |  | N | IPP Non-CHP | 2 | X | NG | DFO | [8 empty] | N | N |  | 1H | [23 empty] | Y | N | Y | 55349 | 13003419 | 1252463.007 | 10382.2779 | 38.5865 |  |  | 2040 | 10 | 55349
397 | 55749 | Pleasants Energy LLC | 55349 | Pleasants Energy LLC | WV | Pleasants | 2 | Natural Gas Fired Combustion Turbine | GT |  | W | X | X | Oakgrove 2 | Oakgrove 2 | 172 | 0.85 | 167.9 | 167.9 | 105 | N |  |  | OP | X | 3 | 2002 |  |  | N | IPP Non-CHP | 2 | X | NG | DFO | [8 empty] | N | N |  | 1H | [23 empty] | Y | N | Y | 55349 | 13003419 | 1252463.007 | 10382.2779 | 38.5865 |  |  | 2040 | 10 | 55349
398 | 61317 | Gans Energy LLC | 55377 | Gans | PA | FAYETTE | UNT8 | Natural Gas Fired Combustion Turbine | GT |  | S | X | X |  |  | 43.8 | 0.9 | 45.7 | 48.7 | 4 | N |  |  | OP | X | 11 | 2000 |  |  | N | IPP Non-CHP | 2 | X | NG | DFO | [8 empty] | N | N |  | 1H | [23 empty] | N | N | N | 55377 | 1737803 | 165826 | 10479.6775 | 27.8275 |  |  | 2028 | 9 | 55377
399 | 61317 | Gans Energy LLC | 55377 | Gans | PA | FAYETTE | UNT9 | Natural Gas Fired Combustion Turbine | GT |  | S | X | X |  |  | 43.8 | 0.9 | 47 | 49.2 | 4 | N |  |  | OP | X | 11 | 2000 |  |  | N | IPP Non-CHP | 2 | X | NG | DFO | [8 empty] | N | N |  | 1H | [23 empty] | N | N | N | 55377 | 1737803 | 165826 | 10479.6775 | 27.8275 |  |  | 2028 | 9 | 55377
400 | 4194 | Commonwealth Chesapeake Co LLC | 55381 | Commonwealth Chesapeake | VA | Accomack | UNT1 | Petroleum Liquids | GT |  | W | X | X | 93150 | 93150 | 57.5 | 0.85 | 45.9 | 47.2 | 35 | N |  |  | SB | Y | 8 | 2000 |  |  | N | IPP Non-CHP | 2 | X | DFO | [5 empty] | DFO |  |  |  | N | N |  | 1H | [23 empty] | N |  |  | 55381 | 380410 | 37804 | 10062.6918 | 24.4714 |  |  | 2025 | 2 | 55381
401 | 4194 | Commonwealth Chesapeake Co LLC | 55381 | Commonwealth Chesapeake | VA | Accomack | UNT2 | Petroleum Liquids | GT |  | W | X | X | 93151 | 93151 | 57.5 | 0.85 | 44.6 | 47.7 | 35 | N |  |  | SB | Y | 9 | 2000 |  |  | N | IPP Non-CHP | 2 | X | DFO | [5 empty] | DFO |  |  |  | N | N |  | 1H | [23 empty] | N |  |  | 55381 | 380410 | 37804 | 10062.6918 | 24.4714 |  |  | 2025 | 3 | 55381
402 | 4194 | Commonwealth Chesapeake Co LLC | 55381 | Commonwealth Chesapeake | VA | Accomack | UNT3 | Petroleum Liquids | GT |  | W | X | X | 93152 | 93152 | 57.5 | 0.85 | 45.3 | 46.9 | 35 | N |  |  | SB | Y | 9 | 2000 |  |  | N | IPP Non-CHP | 2 | X | DFO | [5 empty] | DFO |  |  |  | N | N |  | 1H | [23 empty] | N |  |  | 55381 | 380410 | 37804 | 10062.6918 | 24.4714 |  |  | 2025 | 3 | 55381
403 | 4194 | Commonwealth Chesapeake Co LLC | 55381 | Commonwealth Chesapeake | VA | Accomack | UNT4 | Petroleum Liquids | GT |  | W | X | X | 1048078 | 1048078 | 57.5 | 0.85 | 44.6 | 45.5 | 35 | N |  |  | SB | Y | 6 | 2001 |  |  | N | IPP Non-CHP | 2 | X | DFO | [5 empty] | DFO |  |  |  | N | N |  | 1H | [23 empty] | N |  |  | 55381 | 380410 | 37804 | 10062.6918 | 24.4714 |  |  | 2025 | 12 | 55381
404 | 4194 | Commonwealth Chesapeake Co LLC | 55381 | Commonwealth Chesapeake | VA | Accomack | UNT5 | Petroleum Liquids | GT |  | W | X | X | 1048079 | 1048079 | 57.5 | 0.85 | 46 | 47.1 | 35 | N |  |  | SB | Y | 6 | 2001 |  |  | N | IPP Non-CHP | 2 | X | DFO | [5 empty] | DFO |  |  |  | N | N |  | 1H | [23 empty] | N |  |  | 55381 | 380410 | 37804 | 10062.6918 | 24.4714 |  |  | 2025 | 12 | 55381
405 | 4194 | Commonwealth Chesapeake Co LLC | 55381 | Commonwealth Chesapeake | VA | Accomack | UNT6 | Petroleum Liquids | GT |  | W | X | X | 104080 | 104080 | 57.5 | 0.85 | 45.8 | 45.9 | 35 | N |  |  | SB | Y | 6 | 2001 |  |  | N | IPP Non-CHP | 2 | X | DFO | [5 empty] | DFO |  |  |  | N | N |  | 1H | [23 empty] | N |  |  | 55381 | 380410 | 37804 | 10062.6918 | 24.4714 |  |  | 2025 | 12 | 55381
406 | 4194 | Commonwealth Chesapeake Co LLC | 55381 | Commonwealth Chesapeake | VA | Accomack | UNT7 | Petroleum Liquids | GT |  | W | X | X | 104081 | 104081 | 57.5 | 0.85 | 44.3 | 46.7 | 35 | N |  |  | SB | Y | 8 | 2001 |  |  | N | IPP Non-CHP | 2 | X | DFO | [5 empty] | DFO |  |  |  | N | N |  | 1H | [23 empty] | N |  |  | 55381 | 380410 | 37804 | 10062.6918 | 24.4714 |  |  | 2026 | 2 | 55381
407 | 21191 | Zion Energy LLC | 55392 | Zion Energy Center | IL | Lake | CTG1 | Natural Gas Fired Combustion Turbine | GT |  | S | X | X |  |  | 198.9 | 0.85 | 152 | 181 | 100 | N |  |  | OP | X | 6 | 2002 |  |  | N | IPP Non-CHP | 2 | X | NG | DFO | [8 empty] | N |  |  | 1H | [23 empty] | Y | N | Y | 55392 | 7109630 | 638453.007 | 11135.7139 | 39.8401 |  |  | 2042 | 4 | 55392
408 | 21191 | Zion Energy LLC | 55392 | Zion Energy Center | IL | Lake | CTG2 | Natural Gas Fired Combustion Turbine | GT |  | S | X | X |  |  | 198.9 | 0.85 | 152 | 181 | 100 | N |  |  | OP | X | 6 | 2002 |  |  | N | IPP Non-CHP | 2 | X | NG | DFO | [8 empty] | N |  |  | 1H | [23 empty] | Y | N | Y | 55392 | 7109630 | 638453.007 | 11135.7139 | 39.8401 |  |  | 2042 | 4 | 55392
409 | 21191 | Zion Energy LLC | 55392 | Zion Energy Center | IL | Lake | CTG3 | Natural Gas Fired Combustion Turbine | GT |  | S | X | X |  |  | 198.9 | 0.85 | 152 | 181 | 100 | N |  |  | OP | X | 6 | 2003 |  |  | N | IPP Non-CHP | 2 | X | NG | DFO | [8 empty] | N |  |  | 1H | [23 empty] | Y | N | Y | 55392 | 7109630 | 638453.007 | 11135.7139 | 39.8401 |  |  | 2043 | 4 | 55392
410 | 56558 | Rolling Hills Generating LLC | 55401 | Rolling Hills Generating | OH | Vinton | CT1 | Natural Gas Fired Combustion Turbine | GT |  | S | X | X | FLATLICK 1 - 32418627 | FLATLICK 1 - 32418627 | 195.5 | 0.85 | 182 | 209 | 115.5 | N |  |  | OP | X | 6 | 2023 |  |  | N | IPP Non-CHP | 2 | X | NG | [9 empty] | N | N |  | 1H | [7 empty] | 3 | 0 | 6 | 2023 | [12 empty] | N | N | N | 55401 | 6086195 | 566141 | 10750.3166 | 38.399 | 2003 | 6 | 2061 | 11 | 55401
411 | 56558 | Rolling Hills Generating LLC | 55401 | Rolling Hills Generating | OH | Vinton | CT2 | Natural Gas Fired Combustion Turbine | GT |  | S | X | X | FLATLICK 2 - 32418629 | FLATLICK 2 - 32418629 | 195.5 | 0.85 | 166.9 | 197.5 | 115.5 | N |  |  | OP | X | 6 | 2023 |  |  | N | IPP Non-CHP | 2 | X | NG | [9 empty] | N | N |  | 1H | [7 empty] | 18.1 | 11.5 | 6 | 2023 | [12 empty] | N | N | N | 55401 | 6086195 | 566141 | 10750.3166 | 38.399 | 2003 | 6 | 2061 | 11 | 55401
412 | 56558 | Rolling Hills Generating LLC | 55401 | Rolling Hills Generating | OH | Vinton | CT3 | Natural Gas Fired Combustion Turbine | GT |  | S | X | X | FLATLICK 3 - 32418631 | FLATLICK 3 - 32418631 | 195.5 | 0.85 | 181.6 | 209 | 115.5 | Y | 4 | 2022 | OP | X | 6 | 2023 |  |  | N | IPP Non-CHP | 2 | X | NG | [9 empty] | N | N |  | 1H | [7 empty] | 3.4 | 0 | 6 | 2023 | [12 empty] | N | N | N | 55401 | 6086195 | 566141 | 10750.3166 | 38.399 | 2003 | 6 | 2061 | 11 | 55401
413 | 56558 | Rolling Hills Generating LLC | 55401 | Rolling Hills Generating | OH | Vinton | CT4 | Natural Gas Fired Combustion Turbine | GT |  | S | X | X | FLATLICK 4 - 32418633 | FLATLICK 4 - 32418633 | 195.5 | 0.85 | 165.7 | 197.8 | 115.5 | N |  |  | OP | X | 6 | 2023 |  |  | N | IPP Non-CHP | 2 | X | NG | [9 empty] | N | N |  | 1H | [7 empty] | 19.3 | 11.2 | 6 | 2023 | [12 empty] | N | N | N | 55401 | 6086195 | 566141 | 10750.3166 | 38.399 | 2003 | 6 | 2061 | 11 | 55401
414 | 56558 | Rolling Hills Generating LLC | 55401 | Rolling Hills Generating | OH | Vinton | CT5 | Natural Gas Fired Combustion Turbine | GT |  | S | X | X | FLATLICK 5 - 32418635 | FLATLICK 5 - 32418635 | 195.5 | 0.85 | 182 | 209 | 115.5 | Y | 11 | 2022 | OP | X | 6 | 2023 |  |  | N | IPP Non-CHP | 2 | X | NG | [9 empty] | N | N |  | 1H | [7 empty] | 3 | 0 | 6 | 2023 | [12 empty] | N | N | N | 55401 | 6086195 | 566141 | 10750.3166 | 38.399 | 2003 | 6 | 2061 | 11 | 55401
415 | 64030 | Lincoln Operating Services, LLC | 55438 | Elgin Energy Center LLC | IL | Cook | CT01 | Natural Gas Fired Combustion Turbine | GT |  | W | X | X | 960 ELGI13.5 KV EE-1 | 960 ELGI13.5 KV EE-1 | 135 | 0.9 | 121.1 | 125 | 92.1 | N |  |  | OP | X | 9 | 2002 |  |  | N | IPP Non-CHP | 2 | X | NG | [10 empty] | N |  | 1H | [23 empty] | N | N | N | 55438 | 5740032 | 496717 | 11555.9403 | 18.6556 |  |  | 2021 | 5 | 55438
416 | 64030 | Lincoln Operating Services, LLC | 55438 | Elgin Energy Center LLC | IL | Cook | CT02 | Natural Gas Fired Combustion Turbine | GT |  | W | X | X | 960 ELGI13.5 KV EE-2 | 960 ELGI13.5 KV EE-2 | 135 | 0.9 | 121.5 | 125.1 | 92.3 | N |  |  | OP | X | 10 | 2002 |  |  | N | IPP Non-CHP | 2 | X | NG | [10 empty] | N |  | 1H | [23 empty] | N | N | N | 55438 | 5740032 | 496717 | 11555.9403 | 18.6556 |  |  | 2021 | 6 | 55438
417 | 64030 | Lincoln Operating Services, LLC | 55438 | Elgin Energy Center LLC | IL | Cook | CT03 | Natural Gas Fired Combustion Turbine | GT |  | W | X | X | 960 ELGI13.5 KV EE-3 | 960 ELGI13.5 KV EE-3 | 135 | 0.9 | 121.5 | 125 | 90.8 | N |  |  | OP | X | 10 | 2002 |  |  | N | IPP Non-CHP | 2 | X | NG | [10 empty] | N |  | 1H | [23 empty] | N | N | N | 55438 | 5740032 | 496717 | 11555.9403 | 18.6556 |  |  | 2021 | 6 | 55438
418 | 64030 | Lincoln Operating Services, LLC | 55438 | Elgin Energy Center LLC | IL | Cook | CT04 | Natural Gas Fired Combustion Turbine | GT |  | W | X | X | 960 ELGI13.5 KV EE-4 | 960 ELGI13.5 KV EE-4 | 135 | 0.9 | 123.3 | 123.3 | 92.3 | N |  |  | OP | X | 11 | 2002 |  |  | N | IPP Non-CHP | 2 | X | NG | [9 empty] | N |  |  | 1H | [23 empty] | N | N | N | 55438 | 5740032 | 496717 | 11555.9403 | 18.6556 |  |  | 2021 | 7 | 55438
419 | 56928 | LSP University Park LLC | 55640 | University Park North | IL | Will | 1 | Natural Gas Fired Combustion Turbine | GT |  | S | X | X | 970 UP N13.5 KV UN-1 | 970 UP N13.5 KV UN-1 | 60.5 | 0.85 | 45 | 45 | 24 | N |  |  | OP | X | 6 | 2002 |  |  | N | IPP Non-CHP | 2 | X | NG | [9 empty] | N | N |  | 1H | [23 empty] | N | N | N | 55640 | 10224088 | 841111 | 12155.4563 | 19.5492 |  |  | 2022 | 1 | 55640
420 | 56928 | LSP University Park LLC | 55640 | University Park North | IL | Will | 10 | Natural Gas Fired Combustion Turbine | GT |  | S | X | X | 970 UP N13.5 KV UN10 | 970 UP N13.5 KV UN10 | 60.5 | 0.85 | 45 | 45 | 24 | N |  |  | OP | X | 7 | 2002 |  |  | N | IPP Non-CHP | 2 | X | NG | [9 empty] | N | N |  | 1H | [23 empty] | N | N | N | 55640 | 10224088 | 841111 | 12155.4563 | 19.5492 |  |  | 2022 | 2 | 55640
421 | 56928 | LSP University Park LLC | 55640 | University Park North | IL | Will | 11 | Natural Gas Fired Combustion Turbine | GT |  | S | X | X | 970 UP N13.5 KV UN11 | 970 UP N13.5 KV UN11 | 60.5 | 0.85 | 45 | 45 | 24 | N |  |  | OP | X | 7 | 2002 |  |  | N | IPP Non-CHP | 2 | X | NG | [9 empty] | N | N |  | 1H | [23 empty] | N | N | N | 55640 | 10224088 | 841111 | 12155.4563 | 19.5492 |  |  | 2022 | 2 | 55640
422 | 56928 | LSP University Park LLC | 55640 | University Park North | IL | Will | 12 | Natural Gas Fired Combustion Turbine | GT |  | S | X | X | 970 UP N13.5 KV UN12 | 970 UP N13.5 KV UN12 | 60.5 | 0.85 | 45 | 45 | 24 | N |  |  | OP | X | 7 | 2002 |  |  | N | IPP Non-CHP | 2 | X | NG | [9 empty] | N | N |  | 1H | [23 empty] | N | N | N | 55640 | 10224088 | 841111 | 12155.4563 | 19.5492 |  |  | 2022 | 2 | 55640
423 | 56928 | LSP University Park LLC | 55640 | University Park North | IL | Will | 2 | Natural Gas Fired Combustion Turbine | GT |  | S | X | X | 970 UP N13.5 KV UN-2 | 970 UP N13.5 KV UN-2 | 60.5 | 0.85 | 45 | 45 | 24 | N |  |  | OP | X | 6 | 2002 |  |  | N | IPP Non-CHP | 2 | X | NG | [9 empty] | N | N |  | 1H | [23 empty] | N | N | N | 55640 | 10224088 | 841111 | 12155.4563 | 19.5492 |  |  | 2022 | 1 | 55640
424 | 56928 | LSP University Park LLC | 55640 | University Park North | IL | Will | 3 | Natural Gas Fired Combustion Turbine | GT |  | S | X | X | 970 UP N13.5 KV UN-3 | 970 UP N13.5 KV UN-3 | 60.5 | 0.85 | 45 | 45 | 24 | N |  |  | OP | X | 6 | 2002 |  |  | N | IPP Non-CHP | 2 | X | NG | [9 empty] | N | N |  | 1H | [23 empty] | N | N | N | 55640 | 10224088 | 841111 | 12155.4563 | 19.5492 |  |  | 2022 | 1 | 55640
425 | 56928 | LSP University Park LLC | 55640 | University Park North | IL | Will | 4 | Natural Gas Fired Combustion Turbine | GT |  | S | X | X | 970 UP N13.5 KV UN-4 | 970 UP N13.5 KV UN-4 | 60.5 | 0.85 | 45 | 45 | 24 | N |  |  | OP | X | 6 | 2002 |  |  | N | IPP Non-CHP | 2 | X | NG | [9 empty] | N | N |  | 1H | [23 empty] | N | N | N | 55640 | 10224088 | 841111 | 12155.4563 | 19.5492 |  |  | 2022 | 1 | 55640
426 | 56928 | LSP University Park LLC | 55640 | University Park North | IL | Will | 5 | Natural Gas Fired Combustion Turbine | GT |  | S | X | X | 970 UP N13.5 KV UN-5 | 970 UP N13.5 KV UN-5 | 60.5 | 0.85 | 45 | 45 | 24 | N |  |  | OP | X | 6 | 2002 |  |  | N | IPP Non-CHP | 2 | X | NG | [9 empty] | N | N |  | 1H | [23 empty] | N | N | N | 55640 | 10224088 | 841111 | 12155.4563 | 19.5492 |  |  | 2022 | 1 | 55640
427 | 56928 | LSP University Park LLC | 55640 | University Park North | IL | Will | 6 | Natural Gas Fired Combustion Turbine | GT |  | S | X | X | 970 UP N13.5 KV UN-6 | 970 UP N13.5 KV UN-6 | 60.5 | 0.85 | 45 | 45 | 24 | N |  |  | OP | X | 6 | 2002 |  |  | N | IPP Non-CHP | 2 | X | NG | [9 empty] | N | N |  | 1H | [23 empty] | N | N | N | 55640 | 10224088 | 841111 | 12155.4563 | 19.5492 |  |  | 2022 | 1 | 55640
428 | 56928 | LSP University Park LLC | 55640 | University Park North | IL | Will | 7 | Natural Gas Fired Combustion Turbine | GT |  | S | X | X | 970 UP N13.5 KV UN-7 | 970 UP N13.5 KV UN-7 | 60.5 | 0.85 | 45 | 45 | 24 | N |  |  | OP | X | 6 | 2002 |  |  | N | IPP Non-CHP | 2 | X | NG | [10 empty] | N |  | 1H | [23 empty] | N | N | N | 55640 | 10224088 | 841111 | 12155.4563 | 19.5492 |  |  | 2022 | 1 | 55640
429 | 56928 | LSP University Park LLC | 55640 | University Park North | IL | Will | 8 | Natural Gas Fired Combustion Turbine | GT |  | S | X | X | 970 UP N13.5 KV UN-8 | 970 UP N13.5 KV UN-8 | 60.5 | 0.85 | 45 | 45 | 24 | N |  |  | OP | X | 6 | 2002 |  |  | N | IPP Non-CHP | 2 | X | NG | [10 empty] | N |  | 1H | [23 empty] | N | N | N | 55640 | 10224088 | 841111 | 12155.4563 | 19.5492 |  |  | 2022 | 1 | 55640
430 | 56928 | LSP University Park LLC | 55640 | University Park North | IL | Will | 9 | Natural Gas Fired Combustion Turbine | GT |  | S | X | X | 970 UP N13.5 KV UN-9 | 970 UP N13.5 KV UN-9 | 60.5 | 0.85 | 45 | 45 | 24 | N |  |  | OP | X | 6 | 2002 |  |  | N | IPP Non-CHP | 2 | X | NG | [10 empty] | N |  | 1H | [23 empty] | N | N | N | 55640 | 10224088 | 841111 | 12155.4563 | 19.5492 |  |  | 2022 | 1 | 55640
431 | 61320 | Chambersburg Energy, LLC | 55654 | Chambersburg | PA | Franklin | UN12 | Natural Gas Fired Combustion Turbine | GT |  | S | X | X |  |  | 43.8 | 0.9 | 49.7 | 49.2 | 4 | N |  |  | OP | X | 11 | 2001 |  |  | N | IPP Non-CHP | 2 | X | NG | DFO | [8 empty] | N | N |  | 1H | [23 empty] | N | N | N | 55654 | 1906109 | 186798 | 10204.1189 | 28.7425 |  |  | 2030 | 8 | 55654
432 | 61320 | Chambersburg Energy, LLC | 55654 | Chambersburg | PA | Franklin | UN13 | Natural Gas Fired Combustion Turbine | GT |  | S | X | X |  |  | 43.8 | 0.9 | 48.5 | 49.3 | 4 | N |  |  | OP | X | 11 | 2001 |  |  | N | IPP Non-CHP | 2 | X | NG | DFO | [8 empty] | N | N |  | 1H | [23 empty] | N | N | N | 55654 | 1906109 | 186798 | 10204.1189 | 28.7425 |  |  | 2030 | 8 | 55654
433 | 61318 | Buchanan Generation, LLC | 55738 | Buchanan Generation LLC | VA | Buchanan | 1 | Natural Gas Fired Combustion Turbine | GT |  | J | X | X |  |  | 44 | 0.9 | 43 | 45.7 | 4 | N |  |  | OP | X | 6 | 2002 |  |  | N | IPP Non-CHP | 2 | X | NG | [9 empty] | N | N |  | 1H | [23 empty] | N | N | N | 55738 | 4065451 | 396502 | 10253.2925 | 28.7425 |  |  | 2031 | 3 | 55738
434 | 61318 | Buchanan Generation, LLC | 55738 | Buchanan Generation LLC | VA | Buchanan | 2 | Natural Gas Fired Combustion Turbine | GT |  | J | X | X |  |  | 44 | 0.9 | 41 | 44.3 | 4 | N |  |  | OP | X | 6 | 2002 |  |  | N | IPP Non-CHP | 2 | X | NG | [9 empty] | N | N |  | 1H | [23 empty] | N | N | N | 55738 | 4065451 | 396502 | 10253.2925 | 28.7425 |  |  | 2031 | 3 | 55738
435 | 20183 | Waste Management Inc | 55765 | Green Knight Energy Center | PA | Northampton | TG1 | Landfill Gas | GT |  | W | X | X |  |  | 3.3 | 0.98 | 2.4 | 2.9 | 0.6 | N |  |  | OP | X | 2 | 2001 |  |  | N | IPP Non-CHP | 2 | X | LFG | [9 empty] | N | N | 0 | 1H | [23 empty] | N | N | N | 55765 | 696407 | 35344 | 19703.6838 | 25.7686 |  |  | 2026 | 11 | 55765
436 | 20183 | Waste Management Inc | 55765 | Green Knight Energy Center | PA | Northampton | TG2 | Landfill Gas | GT |  | W | X | X |  |  | 3.3 | 0.98 | 2.4 | 2.9 | 0.6 | N |  |  | OP | X | 2 | 2001 |  |  | N | IPP Non-CHP | 2 | X | LFG | [9 empty] | N | N | 0 | 1H | [23 empty] | N | N | N | 55765 | 696407 | 35344 | 19703.6838 | 25.7686 |  |  | 2026 | 11 | 55765
437 | 20183 | Waste Management Inc | 55765 | Green Knight Energy Center | PA | Northampton | TG3 | Landfill Gas | GT |  | W | X | X |  |  | 3.3 | 0.98 | 2.4 | 2.9 | 0.6 | N |  |  | OP | X | 2 | 2001 |  |  | N | IPP Non-CHP | 2 | X | LFG | [9 empty] | N | N | 0 | 1H | [23 empty] | N | N | N | 55765 | 696407 | 35344 | 19703.6838 | 25.7686 |  |  | 2026 | 11 | 55765
438 | 60504 | Rockford Generation LLC | 55936 | NRG Rockford II Energy Center | IL | Winnebago | GT3 | Natural Gas Fired Combustion Turbine | GT |  | S | X | X |  |  | 168 | 0.85 | 179.1 | 188 | 115 | N |  |  | OP | X | 6 | 2002 |  |  | N | IPP Non-CHP | 2 | X | NG | [9 empty] | N | N |  | 1H | [23 empty] | N | N | N | 55936 | 1754874 | 167822 | 10456.7578 | 38.5865 |  |  | 2041 | 1 | 55936
439 | 60789 | Essential Power Operating Company, LLC | 55938 | NAEA Ocean Peaking Power LLC | NJ | Ocean | OPP3 | Natural Gas Fired Combustion Turbine | GT |  | W | X | X |  |  | 191.5 | 0.85 | 162.8 | 187.7 | 120 | N |  |  | OP | X | 5 | 2003 |  |  | N | IPP Non-CHP | 2 | X | NG | [9 empty] | N | N |  | 1H | [23 empty] | N |  |  | 55938 | 2179205 | 207902 | 10481.8857 | 38.5865 |  |  | 2041 | 12 | 55938
440 | 60789 | Essential Power Operating Company, LLC | 55938 | NAEA Ocean Peaking Power LLC | NJ | Ocean | OPP4 | Natural Gas Fired Combustion Turbine | GT |  | W | X | X |  |  | 191.5 | 0.85 | 162.8 | 187.7 | 120 | N |  |  | OP | X | 5 | 2003 |  |  | N | IPP Non-CHP | 2 | X | NG | [9 empty] | N | N |  | 1H | [23 empty] | N |  |  | 55938 | 2179205 | 207902 | 10481.8857 | 38.5865 |  |  | 2041 | 12 | 55938
441 | 8198 | City of Harrisonburg - (VA) | 56004 | Mount Clinton | VA | Rockingham | MC-1 | Petroleum Liquids | GT |  | S | X | X |  |  | 14 | 0.8 | 9 | 12 | 0.5 | N |  |  | OP | X | 5 | 1999 |  |  | N | Electric Utility | 1 | X | DFO | [9 empty] | N | N |  | 1H | [23 empty] | N | N | N | 56004 | 15428 | 963.34 | 16015.1141 | 54.0633 |  |  | 2053 | 6 | 56004
442 | 8198 | City of Harrisonburg - (VA) | 56005 | Pleasant Valley (VA) | VA | Rockingham | PV-1 | Petroleum Liquids | GT |  | S | X | X |  |  | 16.5 | 0.8 | 9 | 13 | 0.5 | N |  |  | OP | X | 4 | 1997 |  |  | N | Electric Utility | 1 | X | DFO | [9 empty] | N | N |  | 1H | [23 empty] | N | N | N | 56005 | 13872 | 866.32 | 16012.5589 | 45.4722 |  |  | 2042 | 10 | 56005
443 | 61319 | Hunlock Energy, LLC | 56397 | Hunlock Unit 4 | PA | Luzerne | 4 | Natural Gas Fired Combustion Turbine | GT |  | S | X | X |  |  | 44 | 0.9 | 44.8 | 50.5 | 4 | N |  |  | OP | X | 12 | 2000 |  |  | N | IPP Non-CHP | 2 | X | NG | [9 empty] | N | N |  | 1H | [23 empty] | N |  |  | 56397 | 349250 | 34870.999 | 10015.4859 | 28.585 |  |  | 2029 | 7 | 56397
444 | 55917 | National Institutes of Health | 56668 | NIH Cogeneration Facility | MD | Montgomery | CGT | Natural Gas Fired Combustion Turbine | GT |  | S | X | X |  |  | 28 | 0.85 | 27.6 | 28.4 | 15 | N |  |  | OP | X | 11 | 2018 |  |  | N | Commercial Non-CHP | 4 | X | NG | [9 empty] | N | N |  | 12H | [23 empty] | N | N |  | 56668 | 1457452 | 119529 | 12193.292 | 25.7078 |  |  | 2044 | 7 | 56668
445 | 19391 | UGI Development Co | 56911 | Broad Mountain | PA | Schuylkill | GEN1 | Landfill Gas | GT |  | S | X | X |  |  | 5.5 | 0.85 | 4.1 | 4.9 | 1 | N |  |  | OP | X | 1 | 2009 |  |  | N | IPP Non-CHP | 2 | X | LFG | [9 empty] | N | N |  | 1H | [23 empty] | N | N | N | 56911 | 894628 | 47152 | 18973.2779 | 32.4104 |  |  | 2041 | 6 | 56911
446 | 19391 | UGI Development Co | 56911 | Broad Mountain | PA | Schuylkill | GEN2 | Landfill Gas | GT |  | S | X | X |  |  | 5.5 | 0.85 | 4.1 | 4.9 | 1 | N |  |  | OP | X | 1 | 2009 |  |  | N | IPP Non-CHP | 2 | X | LFG | [9 empty] | N | N |  | 1H | [23 empty] | N | N | N | 56911 | 894628 | 47152 | 18973.2779 | 32.4104 |  |  | 2041 | 6 | 56911
447 | 54842 | WM Renewable Energy LLC | 57022 | Waste Management King George LFGTE | VA | King George | GEN1 | Landfill Gas | GT |  | S | X | X | PNODE74008741 | PNODE74008741 | 3.3 | 0.98 | 2.8 | 3.2 | 1 | N |  |  | OP | X | 5 | 2010 |  |  | N | IPP Non-CHP | 2 | X | LFG | [12 empty] | 1H | [23 empty] | N | N | N | 57022 | 1265628 | 67534 | 18740.6047 | 20.8711 |  |  | 2031 | 3 | 57022
448 | 54842 | WM Renewable Energy LLC | 57022 | Waste Management King George LFGTE | VA | King George | GEN2 | Landfill Gas | GT |  | S | X | X | PNODE74008741 | PNODE74008741 | 3.3 | 0.98 | 2.8 | 3.2 | 1 | N |  |  | OP | X | 5 | 2010 |  |  | N | IPP Non-CHP | 2 | X | LFG | [12 empty] | 1H | [23 empty] | N | N | N | 57022 | 1265628 | 67534 | 18740.6047 | 20.8711 |  |  | 2031 | 3 | 57022
449 | 54842 | WM Renewable Energy LLC | 57022 | Waste Management King George LFGTE | VA | King George | GEN3 | Landfill Gas | GT |  | S | X | X | PNODE74008741 | PNODE74008741 | 3.3 | 0.98 | 2.8 | 3.2 | 1 | N |  |  | OP | X | 5 | 2010 |  |  | N | IPP Non-CHP | 2 | X | LFG | [12 empty] | 1H | [23 empty] | N | N | N | 57022 | 1265628 | 67534 | 18740.6047 | 20.8711 |  |  | 2031 | 3 | 57022
450 | 54842 | WM Renewable Energy LLC | 57022 | Waste Management King George LFGTE | VA | King George | GEN4 | Landfill Gas | GT |  | S | X | X | PNODE74008741 | PNODE74008741 | 3.3 | 0.98 | 2.9 | 3.3 | 1 | N |  |  | OP | X | 6 | 2011 |  |  | N | IPP Non-CHP | 2 | X | LFG | [9 empty] | N |  |  | 1H | [23 empty] | N | N | N | 57022 | 1265628 | 67534 | 18740.6047 | 20.8711 |  |  | 2032 | 4 | 57022
451 | 57103 | US GSA Heating and Transmission | 57788 | US GSA Heating and Transmission | DC | District of Columbia | TG1 | Natural Gas Fired Combustion Turbine | GT |  | S | X | X |  |  | 5.4 | 0.97 | 4.5 | 5 | 3 | N |  |  | OP | X | 7 | 2004 |  |  | Y | Commercial CHP | 5 | T | NG | DFO | [8 empty] | N | N |  | 12H | [23 empty] | Y | N | Y | 57788 | 638225 | 54993.68 | 11605.4245 | 21.3972 |  |  | 2025 | 12 | 57788
452 | 57103 | US GSA Heating and Transmission | 57788 | US GSA Heating and Transmission | DC | District of Columbia | TG2 | Natural Gas Fired Combustion Turbine | GT |  | S | X | X |  |  | 5.4 | 0.95 | 4.5 | 5 | 3 | N |  |  | OP | X | 7 | 2004 |  |  | Y | Commercial CHP | 5 | T | NG | DFO | [8 empty] | N | N |  | 12H | [23 empty] | Y | N | Y | 57788 | 638225 | 54993.68 | 11605.4245 | 21.3972 |  |  | 2025 | 12 | 57788
453 | 57436 | Molson Coors Shenandoah Brewery | 58057 | Molson Coors Shenandoah Brewery | VA | Rockingham | WWTP | Other Waste Biomass | GT |  | S | X | X |  |  | 1.4 | 1 | 1.4 | 1.4 | 0.5 | N |  |  | OP | X | 6 | 2012 |  |  | N | Industrial Non-CHP | 6 | X | OBG | [9 empty] | N | N |  | 12H | [23 empty] | N | N | N | 58057 | 54723 | 5830 | 9386.4494 | 18.2174 |  |  | 2030 | 9 | 58057
454 | 58089 | Adkins Energy LLC | 58136 | Adkins Energy LLC | IL | Stephenson | S5MW | Natural Gas Fired Combustion Turbine | GT |  | S | X | X |  |  | 5 | 0.8 | 4 | 5 | 3 | N |  |  | OP | X | 8 | 2002 |  |  | Y | Industrial CHP | 7 | T | NG | [5 empty] | NG |  |  |  | N | N |  | 1H | [23 empty] | N | N | N | 58136 | 133287 | 30861 | 4318.9462 | 21.1928 |  |  | 2023 | 10 | 58136
455 | 58097 | Kent State University | 58140 | Summit Street Power Plant | OH | Portage | GT-1 | Natural Gas Fired Combustion Turbine | GT |  | S | X | X |  |  | 5.7 | 0.8 | 4.9 | 5.6 | 0 | N |  |  | OP | X | 1 | 2003 |  |  | Y | Commercial CHP | 5 | T | NG | DFO | [8 empty] | N | N |  | 1H | [23 empty] | Y | N | Y | 58140 | 68278 | 14808 | 4610.886 | 20.7003 |  |  | 2023 | 9 | 58140
456 | 58097 | Kent State University | 58140 | Summit Street Power Plant | OH | Portage | GT-2 | Natural Gas Fired Combustion Turbine | GT |  | S | X | X |  |  | 7.5 | 0.8 | 6.9 | 7.7 | 0 | N |  |  | OP | X | 4 | 2004 |  |  | Y | Commercial CHP | 5 | T | NG | [9 empty] | N | N |  | 1H | [23 empty] | N | N |  | 58140 | 68278 | 14808 | 4610.886 | 21.0903 |  |  | 2025 | 5 | 58140
457 | 58151 | Loyola University Health System | 58181 | Loyola University Health Plant | IL | Cook | UNIT1 | Natural Gas Fired Combustion Turbine | GT |  | S | X | X |  |  | 5.3 | 0.9 | 3.9 | 5.6 | 0 | N |  |  | OP | X | 9 | 2005 |  |  | Y | Commercial CHP | 5 | T | NG | [9 empty] | N | N |  | 1H | [23 empty] | N | N | N | 58181 | 30253 | 2660 | 11373.3083 | 22.7771 |  |  | 2028 | 6 | 58181
458 | 58151 | Loyola University Health System | 58181 | Loyola University Health Plant | IL | Cook | UNIT2 | Natural Gas Fired Combustion Turbine | GT |  | S | X | X |  |  | 5.3 | 0.9 | 3.9 | 5.6 | 0 | N |  |  | OP | X | 9 | 2005 |  |  | Y | Commercial CHP | 5 | T | NG | [9 empty] | N | N |  | 1H | [23 empty] | N | N | N | 58181 | 30253 | 2660 | 11373.3083 | 22.7771 |  |  | 2028 | 6 | 58181
459 | 58159 | Penn State University | 58195 | East Campus Steam Plant | PA | Centre | CT1 | Natural Gas Fired Combustion Turbine | GT |  | S | X | X |  |  | 7 | 0.8 | 7.4 | 8.9 | 3.3 | N |  |  | OP | X | 6 | 2011 |  |  | Y | Commercial CHP | 5 | T | NG | DFO | [8 empty] | N | N |  | 12H | [23 empty] | Y | N | Y | 58195 | 228704 | 53208.12 | 4298.2913 | 23.7703 |  |  | 2035 | 3 | 58195
460 | 58178 | GSA Metropolitan Service Center | 58207 | Central Utility Plant at White Oak | MD | Montgomery | G3 | Natural Gas Fired Combustion Turbine | GT |  | S | X | X |  |  | 4.3 | 0.8 | 4.3 | 4.6 | 0.5 | N |  |  | OP | X | 11 | 2003 |  |  | Y | Commercial CHP | 5 | T | NG | [9 empty] | N | N |  | 1H | [23 empty] | N | N | N | 58207 | 690836 | 57542.66 | 12005.632 | 20.2493 |  |  | 2024 | 2 | 58207
461 | 58178 | GSA Metropolitan Service Center | 58207 | Central Utility Plant at White Oak | MD | Montgomery | G4 | Natural Gas Fired Combustion Turbine | GT |  | S | X | X |  |  | 4.3 | 0.8 | 4.3 | 4.6 | 0.5 | N |  |  | OP | X | 4 | 2008 |  |  | Y | Commercial CHP | 5 | T | NG | [9 empty] | N | N |  | 1H | [23 empty] | N | N | N | 58207 | 690836 | 57542.66 | 12005.632 | 20.2493 |  |  | 2028 | 7 | 58207
462 | 58178 | GSA Metropolitan Service Center | 58207 | Central Utility Plant at White Oak | MD | Montgomery | G5 | Natural Gas Fired Combustion Turbine | GT |  | S | X | X |  |  | 4.3 | 0.8 | 4.3 | 4.6 | 0.5 | N |  |  | OP | X | 3 | 2009 |  |  | Y | Commercial CHP | 5 | T | NG | [9 empty] | N | N |  | 1H | [23 empty] | N | N | N | 58207 | 690836 | 57542.66 | 12005.632 | 20.2493 |  |  | 2029 | 6 | 58207
463 | 58178 | GSA Metropolitan Service Center | 58207 | Central Utility Plant at White Oak | MD | Montgomery | G6 | Natural Gas Fired Combustion Turbine | GT |  | S | X | X |  |  | 4.3 | 0.8 | 4.3 | 4.6 | 0.5 | N |  |  | OP | X | 5 | 2010 |  |  | N | Commercial CHP | 5 | X | NG | [9 empty] | N |  |  | 1H | [23 empty] | N | N | N | 58207 | 690836 | 57542.66 | 12005.632 | 20.2493 |  |  | 2030 | 8 | 58207
464 | 19856 | City of Vineland - (NJ) | 58235 | Clayville | NJ | Cumberland | 1 | Natural Gas Fired Combustion Turbine | GT |  | S | X | X | LINCOLN3 |  | 73 | 0.85 | 55 | 61 | 52 | N |  |  | OP | X | 11 | 2015 |  |  | N | Electric Utility | 1 | X | NG | [9 empty] | N | N |  | 10M |  | N |  |  | N | [18 empty] | N | N | N | 58235 | 563677 | 54110 | 10417.2427 | 24.2229 |  |  | 2040 | 2 | 58235
465 | 58303 | Energy Systems Group LLC | 58328 | North Chicago Energy Center | IL | Lake | GT1 | Natural Gas Fired Combustion Turbine | GT |  | W | X | X |  |  | 5.2 | 0.8 | 5.2 | 5 | 2.5 | N |  |  | OP | X | 10 | 2003 |  |  | Y | Commercial CHP | 5 | T | NG | [9 empty] | N | N |  | 1H | [23 empty] | N | N | N | 58328 | 205103 | 36284 | 5652.7119 | 27.6474 |  |  | 2031 | 6 | 58328
466 | 58303 | Energy Systems Group LLC | 58328 | North Chicago Energy Center | IL | Lake | GT2 | Natural Gas Fired Combustion Turbine | GT |  | W | X | X |  |  | 7.2 | 0.8 | 7.1 | 6.5 | 3.5 | N |  |  | OP | X | 8 | 2005 |  |  | Y | Commercial CHP | 5 | T | NG | [9 empty] | N | N |  | 1H | [23 empty] | N | N | N | 58328 | 205103 | 36284 | 5652.7119 | 29.984 |  |  | 2035 | 8 | 58328
467 | 58463 | Dart Container Corp | 58476 | Dart Container Corp | PA | Lancaster | LFGT1 | Landfill Gas | GT |  | S | X | X |  |  | 5.6 | 0.9 | 4.6 | 5.2 | 0.3 | N |  |  | OP | X | 12 | 2012 |  |  | Y | Industrial CHP | 7 | T | LFG | [9 empty] | N | N |  | 1H | [23 empty] | N | N | N | 58476 | 468709 | 39086 | 11991.7362 | 18.5228 |  |  | 2031 | 6 | 58476
468 | 58463 | Dart Container Corp | 58476 | Dart Container Corp | PA | Lancaster | LFGT2 | Landfill Gas | GT |  | S | X | X |  |  | 5.6 | 0.9 | 4.6 | 5.2 | 0.3 | N |  |  | OP | X | 12 | 2012 |  |  | Y | Industrial CHP | 7 | T | LFG | [9 empty] | N | N |  | 1H | [23 empty] | N | N | N | 58476 | 468709 | 39086 | 11991.7362 | 18.5228 |  |  | 2031 | 6 | 58476
469 | 58542 | Trustees of Princeton University | 58584 | Princeton University Cogeneration | NJ | Mercer | GT1 | Natural Gas Fired Combustion Turbine | GT |  | S | X | X | PSEG | PSEG | 15.5 | 0.8 | 15.5 | 15.5 | 7.5 | N |  |  | OP | X | 10 | 1996 |  |  | Y | Commercial CHP | 5 | T | NG | DFO | [8 empty] | N | N |  | 1H | [23 empty] | Y | N | Y | 58584 | 196749 | 42650 | 4613.1067 | 37.4739 |  |  | 2034 | 4 | 58584
470 | 2265 | Bristol-Myers Squibb Co | 58947 | Bristol Myers Squibb Lawrenceville | NJ | Mercer | TG101 | Natural Gas Fired Combustion Turbine | GT |  | S | X | X |  |  | 4.3 | 0.8 | 4 | 4.4 | 2.4 | N |  |  | OP | X | 4 | 1995 |  |  | N | IPP CHP | 3 | X | NG | DFO | [8 empty] | N | N |  | 1H | [23 empty] | Y | N | Y | 58947 | 371225 | 30990 | 11978.8641 | 19.7239 |  |  | 2015 | 1 | 58947
471 | 2265 | Bristol-Myers Squibb Co | 58947 | Bristol Myers Squibb Lawrenceville | NJ | Mercer | TG102 | Natural Gas Fired Combustion Turbine | GT |  | S | X | X |  |  | 5.6 | 0.8 | 5.4 | 5.8 | 2.8 | N |  |  | OP | X | 6 | 2021 |  |  | Y | IPP CHP | 3 | T | NG | DFO | [8 empty] | N | N |  | 1H | [23 empty] | Y |  | Y | 58947 | 371225 | 30990 | 11978.8641 | 17.7321 |  |  | 2039 | 3 | 58947
472 | 58862 | DC Water | 59012 | Walt Bailey Bioenergy Facility | DC | District of Columbia | TURB1 | Other Waste Biomass | GT |  | S | X | X |  |  | 4.7 | 0.8 | 4 | 4 | 1 | N |  |  | OP | X | 6 | 2015 |  |  | Y | Commercial CHP | 5 | T | OBG | NG | [8 empty] | N | N |  | 12H | [23 empty] | Y | Y | N | 59012 | 565386 | 56525 | 10002.406 | 21.8872 |  |  | 2037 | 5 | 59012
473 | 58862 | DC Water | 59012 | Walt Bailey Bioenergy Facility | DC | District of Columbia | TURB2 | Other Waste Biomass | GT |  | S | X | X |  |  | 4.7 | 0.8 | 4 | 4 | 1 | N |  |  | OP | X | 6 | 2015 |  |  | Y | Commercial CHP | 5 | T | OBG | NG | [8 empty] | N | N |  | 12H | [23 empty] | Y | Y | N | 59012 | 565386 | 56525 | 10002.406 | 21.8872 |  |  | 2037 | 5 | 59012
474 | 58862 | DC Water | 59012 | Walt Bailey Bioenergy Facility | DC | District of Columbia | TURB3 | Other Waste Biomass | GT |  | S | X | X |  |  | 4.7 | 0.8 | 4 | 4 | 1 | N |  |  | OP | X | 7 | 2015 |  |  | Y | Commercial CHP | 5 | T | OBG | NG | [8 empty] | N | N |  | 12H | [23 empty] | Y | Y | N | 59012 | 565386 | 56525 | 10002.406 | 21.8872 |  |  | 2037 | 6 | 59012
475 | 59147 | Broshco Fabricated Products | 59373 | Broshco Fabricated Products | OH | Richland | 1 | Natural Gas Fired Combustion Turbine | GT |  | S | X | X |  |  | 1.2 | 0.8 | 1.2 | 1.2 | 0.2 | N |  |  | OP | X | 9 | 2001 |  |  | Y | Industrial CHP | 7 | T | NG | [9 empty] | N |  |  | 1H | [20 empty] | N |  |  | N |  | N | 59373 | 19879 | 1963 | 10126.8467 | 19.1148 |  |  | 2020 | 10 | 59373
476 | 59147 | Broshco Fabricated Products | 59373 | Broshco Fabricated Products | OH | Richland | 2 | Natural Gas Fired Combustion Turbine | GT |  | S | X | X |  |  | 1.2 | 0.8 | 1.2 | 1.2 | 0.2 | N |  |  | OP | X | 9 | 2001 |  |  | Y | Industrial CHP | 7 | T | NG | [9 empty] | N |  |  | 1H | [20 empty] | N |  |  | N |  | N | 59373 | 19879 | 1963 | 10126.8467 | 19.1148 |  |  | 2020 | 10 | 59373
477 | 59147 | Broshco Fabricated Products | 59373 | Broshco Fabricated Products | OH | Richland | 3 | Natural Gas Fired Combustion Turbine | GT |  | S | X | X |  |  | 1.2 | 0.8 | 1.2 | 1.2 | 0.2 | N |  |  | OP | X | 9 | 2001 |  |  | Y | Industrial CHP | 7 | T | NG | [9 empty] | N |  |  | 1H | [20 empty] | N |  |  | N |  | N | 59373 | 19879 | 1963 | 10126.8467 | 19.1148 |  |  | 2020 | 10 | 59373
478 | 59147 | Broshco Fabricated Products | 59373 | Broshco Fabricated Products | OH | Richland | 4 | Natural Gas Fired Combustion Turbine | GT |  | S | X | X |  |  | 1.1 | 0.8 | 1.1 | 1.1 | 0.2 | N |  |  | OP | X | 7 | 2005 |  |  | Y | Industrial CHP | 7 | T | NG | [9 empty] | N |  |  | 1H | [23 empty] | N |  | N | 59373 | 19879 | 1963 | 10126.8467 | 19.1148 |  |  | 2024 | 8 | 59373
479 | 59636 | HP Hood LLC | 59860 | HP Hood CT | VA | Frederick | HHOOD | Natural Gas Fired Combustion Turbine | GT |  | S | X | X | BARTONVI 34.5 KV HPHOODCT | BARTONVI 24.5 KV HPHOODCT | 15 | 0.95 | 15 | 15 | 7 | N |  |  | OP | X | 6 | 2015 |  |  | Y | Industrial CHP | 7 | T | NG | [9 empty] | N | N |  | 1H | [23 empty] | N | N | N | 59860 | 388271 | 93312 | 4160.9975 | 37.7648 |  |  | 2053 | 3 | 59860
480 | 60444 | Argonne National Laboratory | 60742 | Argonne National Laboratory CHP | IL | DuPage | CHP | Natural Gas Fired Combustion Turbine | GT |  | S | X | X | J310 | J310 | 6.3 | 0.9 | 4.7 | 7.1 | 0.5 | N |  |  | OP | X | 5 | 2016 |  |  | Y | IPP CHP | 3 | T | NG | [9 empty] | N | N |  | 12H | [23 empty] | N |  | N | 60742 | 369883 | 32051 | 11540.4512 | 24.0414 |  |  | 2040 | 5 | 60742
481 | 60890 | US Dept of Army, Garrison, APG | 61282 | APG Combined Heat and Power Plant | MD | Harford | GEN1 | Natural Gas Fired Combustion Turbine | GT |  | S | X | X |  |  | 7.9 | 0.99 | 6.2 | 9 | 3.9 | N |  |  | OP | X | 12 | 2016 |  |  | Y | Commercial CHP | 5 | T | NG | DFO | [8 empty] | N |  |  | 12H | [23 empty] | Y | N | N | 61282 | 581 | 51 | 11392.1569 | 25.3063 |  |  | 2042 | 4 | 61282
482 | 61440 | Princeton Energy Center LLC | 61822 | Princeton Energy Center, LLC | NJ | Middlesex | GT1 | Natural Gas Fired Combustion Turbine | GT |  | S | X | X |  |  | 4.6 | 0.9 | 4.4 | 4.4 | 2 | N |  |  | OP | X | 10 | 2012 |  |  | Y | Commercial CHP | 5 | T | NG | [12 empty] | 1H | [23 empty] | N |  |  | 61822 | 301883 | 21415 | 14096.8013 | 21.7308 |  |  | 2034 | 7 | 61822
483 | 61505 | NRG Chalk Point CT | 61890 | NRG Chalk Point CT | MD | Prince Georges | SGT1 | Petroleum Liquids | GT |  | S | X | X | 50840 | 50840 | 94 | 0.9 | 80.2 | 80.2 | 30 | N |  |  | OP | X | 6 | 1990 |  |  | N | IPP Non-CHP | 2 | X | DFO | NG | [8 empty] | N |  |  | 1H | [23 empty] | Y | N | Y | 61890 | 17400 | 945 | 18412.6984 | 45.9274 |  |  | 2036 | 5 | 61890
484 | 63875 | DTE Atlantic, LLC | 62492 | DTE Atlantic, LLC | NJ | Atlantic | ACB-1 | Natural Gas Fired Combustion Turbine | GT |  | S | X | X |  |  | 7.5 | 1 | 7.1 | 7.8 | 5 | N |  |  | OP | X | 12 | 2010 |  |  | N | IPP Non-CHP | 2 | X | NG | [9 empty] | N | N |  | 10M | [20 empty] | N |  |  | N | N | N | 62492 | 868965 | 53804 | 16150.565 | 28.657 |  |  | 2039 | 8 | 62492
485 | 62767 | Phoenix Contact Services, Inc | 62901 | Phoenix Contact - CCHP Plant | PA | Dauphin | CCHP | Natural Gas Fired Combustion Turbine | GT |  | S | X | X |  |  | 1 | 1 | 1 | 1 | 0.1 | N |  |  | OP | X | 3 | 2014 |  |  | Y | Industrial CHP | 7 | T | NG | [12 empty] | 10M | [20 empty] | N |  |  | N | N | N | 62901 | 75109 | 6406 | 11724.7893 | 19.0452 |  |  | 2033 | 4 | 62901
486 | 63113 | Architect of the Capitol, Capitol Power Plant | 63347 | AOC, Capitol Power Plant | DC | District of Columbia | CTG1 | Natural Gas Fired Combustion Turbine | GT |  | S | X | X |  |  | 7.5 | 0.8 | 7.5 | 7.5 | 7 | N |  |  | OP | X | 8 | 2018 |  |  | Y | Commercial CHP | 5 | T | NG | DFO | [8 empty] | N | N | 0 | 1H | [20 empty] | N |  |  | Y | N | Y | 63347 | 634723 | 54691.84 | 11605.4424 | 24.0406 |  |  | 2042 | 8 | 63347
487 | 65384 | Cartier Energy, LLC | 63483 | ACM - Midtown Thermal | NJ | Atlantic | T60-1 | Natural Gas Fired Combustion Turbine | GT |  | S | X | X |  |  | 5.5 | 0.9 | 5.2 | 6.1 | 3.5 | N |  |  | OP | X | 1 | 2012 |  |  | Y | Commercial CHP | 5 | T | NG | DFO | [8 empty] | N | N |  | 12H | [23 empty] | Y | N | Y | 63483 | 523367 | 46017 | 11373.3403 | 22.7771 |  |  | 2034 | 10 | 63483
488 | 63220 | ECP Uptown Campus LLC | 63485 | ECP Uptown Campus | PA | Allegheny | 1 | Natural Gas Fired Combustion Turbine | GT |  | S | X | X |  |  | 5.6 | 0.95 | 4.3 | 5.6 | 1 | N |  |  | OP | X | 11 | 1997 |  |  | Y | IPP CHP | 3 | T | NG | [5 empty] | NG |  |  |  | N | N | 0 | 1H | [23 empty] | N | N | N | 63485 | 339415 | 29246.14 | 11605.4631 | 21.6381 |  |  | 2019 | 7 | 63485
489 | 65384 | Cartier Energy, LLC | 63492 | DCO Burlington | NJ | Burlington | CTG-1 | Natural Gas Fired Combustion Turbine | GT |  | S | X | X |  |  | 3.5 | 1 | 2.7 | 3.8 | 2.4 | N |  |  | OP | X | 6 | 2012 |  |  | Y | Industrial CHP | 7 | T | NG | [9 empty] | N | N |  | 10M | [20 empty] | N |  |  | N | N | N | 63492 | 161845 | 15875 | 10194.9606 | 24.1983 |  |  | 2036 | 8 | 63492